## Sheet1
PLC DETAILS | OS DETAILS | SINGLE PT TRIP | PAIN PT TRIP | IO LIST
CENTRAL AUTOMATION DEPARTMENT

## SUMMERY SHEET
BLAST FURNACE-1 | DRI 1&2 | RMPP-1 | SINTER PLANT-2 | 1000 TPD OXYGEN | 130 MW
BLAST FURNACE-2 | DR 3&4 | RMPP-2 | CSP | 600 TPD OXYGEN | 40 MW
SMS-1 | DRI 5,6 & 7,8 | RMPP-3 | CSP CASTER | 405 TPD OXYGEN | 60 MW
SMS-2 | DRI 9,10 & 11,12 | RMPP-4 | CRM CHANDIGARH | WRM-1 | WRM- ELECTRICAL
COKE OVEN-1 | COAL WASHERY-1 | RMPP-5 | CRM KOLKATTA | WRM-2
COKE OVEN-2 | COAL WASHERY-2 | SINTER PLANT-1 | CRM | BRIGHT BAR ELECT
CENTRAL AUTOMATION DEPARTMENT PLC

## PLC DETAILS
SL NO | ITEM CODE | AREA | SUB AREA | ITEM DESCRIPTION | MAKE (OEM) | MODEL/PART NUMBER | SPECIFICATION | INSTALLED QTY | AVAILABLE QTY | Required Spare to furnish 20% Spare=Available spare+Purchase Spare | YEAR OF INSTALLATION | CONSUMPTION IN LAST 3 YEAR | SHELF LIFE (AS PER OEM) | UNIT PRICE | TOTAL PRICE (Option#1) | REMARKS
1 |  | BLAST FURNACE-1 |  | Power supply, PS 115/230V AC | SCHNEIDER ELECTRIC | CPS2000 |  | 4
2 |  | BLAST FURNACE-1 |  | Power supply, PS 115/230V AC | SCHNEIDER ELECTRIC | CPS3500 |  | 12 | 2
3 |  | BLAST FURNACE-1 |  | Power supply, PS 115/230V AC | SCHNEIDER ELECTRIC | CPS4002 |  | 22
4 |  | BLAST FURNACE-1 |  | CPU | SCHNEIDER ELECTRIC | EH586040 |  | 8
5 |  | BLAST FURNACE-1 |  | CPU | SCHNEIDER ELECTRIC | EH584040 |  | 10 | 1
6 |  | BLAST FURNACE-1 |  | ENOC Card | SCHNEIDER ELECTRIC | ENOC0301 |  | 36 | 2
7 |  | BLAST FURNACE-1 |  | Power supply, PS 115/230V AC | SCHNEIDER ELECTRIC | 140 CPS 11420 |  | 12
8 |  | BLAST FURNACE-1 |  | Power supply, PS 115/230V AC | SCHNEIDER ELECTRIC | 140 CPS 124 20 |  | 54
9 |  | BLAST FURNACE-1 |  | Power supply, PS 115/230V AC | SCHNEIDER ELECTRIC | 140 CPS 4002 |  | 22
10 |  | BLAST FURNACE-1 |  | Single Channel Ethernet RIO Drop | SCHNEIDER ELECTRIC | 140 CRA 312 00 |  | 49 | 3
11 |  | BLAST FURNACE-1 |  | RTD Module | SCHNEIDER ELECTRIC | ARI03010 |  | 82
12 |  | BLAST FURNACE-1 |  | TC Module | SCHNEIDER ELECTRIC | ATI03000 |  | 36
13 |  | BLAST FURNACE-1 |  | AI Module | SCHNEIDER ELECTRIC | ACI04000 |  | 28
14 |  | BLAST FURNACE-1 |  | AO Module | SCHNEIDER ELECTRIC | ACO13000 |  | 11
15 |  | BLAST FURNACE-1 |  | DI Module | SCHNEIDER ELECTRIC | DDI35300 |  | 107
16 |  | BLAST FURNACE-1 |  | DO Module | SCHNEIDER ELECTRIC | DDO35300 |  | 45
17 |  | BLAST FURNACE-1 |  | AO Module | SCHNEIDER ELECTRIC | ACO02000 |  | 1
18 |  | BLAST FURNACE-1 |  | AO Module | SCHNEIDER ELECTRIC | AVO02000 |  | 5
19 |  | BLAST FURNACE-1 |  | AI Module | SCHNEIDER ELECTRIC | ACI03000 |  | 11
20 |  | BLAST FURNACE-1 |  | AO Module | SCHNEIDER ELECTRIC | AIO33000 |  | 2
21 |  | BLAST FURNACE-1 |  | AI Module | SCHNEIDER ELECTRIC | AII33010 |  | 4
22 |  | BLAST FURNACE-1 |  | TC Module | SCHNEIDER ELECTRIC | ATI03010 |  | 1
23 |  | BLAST FURNACE-1 |  |  | SCHNEIDER ELECTRIC | DDI3202K |  | 15 | 5
24 |  | BLAST FURNACE-1 |  |  | SCHNEIDER ELECTRIC | DDO3202K |  | 8 | 5
25 |  | BLAST FURNACE-1 |  |  | SCHNEIDER ELECTRIC | AMI0810 |  | 24
26 |  | BLAST FURNACE-1 |  |  | SCHNEIDER ELECTRIC | ART0814 |  | 6 | 4
27 |  | BLAST FURNACE-1 |  |  | SCHNEIDER ELECTRIC | AMO0410 |  | 8
28 |  | BLAST FURNACE-1 |  |  | SCHNEIDER ELECTRIC | NOM0200H |  | 1
29 |  | BLAST FURNACE-1 |  |  | SCHNEIDER ELECTRIC | NRP0201 |  | 1
30 |  | BLAST FURNACE-1 |  |  | SCHNEIDER ELECTRIC | ACO03010 |  | 2
31 |  | BLAST FURNACE-1 |  | Back Plane | SCHNEIDER ELECTRIC | BMEXBP0800 |  | 2
32 |  | BLAST FURNACE-1 |  | ISOLATOR | SCHNEIDER ELECTRIC | ICC241 |  | 11
33 |  | BLAST FURNACE-1 |  | ISOLATOR | SCHNEIDER ELECTRIC | ICC312 |  | 2
1 | 2200206019 | BLAST FURNACE-2 | FUR,GAD,VPSA | RPS (Regulated Power Supply) | Phoenix | TRIO-PS/1AC/24DC/5 |  | 140 | 0
2 | 2200028328 | BLAST FURNACE-2 | FUR,GAD,VPSA | RPS (Regulated Power Supply) | Phoenix | TRIO-PS/1AC/24DC/10 | Regulated Power Supply Unit SD831, Input Voltage-100-240VAC, Rated Output Voltage- 24VDC, Rated Current Output-3A | 72 | 0
3 | 2200160391 | BLAST FURNACE-2 | FUR,GAD,VPSA | RPS (Regulated Power Supply) | Phoenix | TRIO-PS/1AC/24DC/20 | Regulated Power Supply Unit SD833, Input Voltage-100-240VAC, Rated Output Voltage- 24VDC, Rated Current Output-10A | 22 | 0
4 | 2200153598 | BLAST FURNACE-2 | FUR,GAD,VPSA | D.OR ( Diode ORing) | Paramount | P-OR-24-05 |  | 67 | 0
5 | 2200094943 | BLAST FURNACE-2 | FUR,GAD,VPSA | D.OR ( Diode ORing) | Paramount | P-OR-24-10 | SS832, Input Voltage-2*24VDC, Rated Current Output-10A | 36 | 4
6 | 2200128867 | BLAST FURNACE-2 | FUR,GAD,VPSA | D.OR ( Diode ORing) | Paramount | P-OR-24-20 |  | 11 | 0
7 |  | BLAST FURNACE-2 | FUR,GAD,VPSA | LIGHT INTERFACE UNIT,12 PORT,6 DUPLEX | Ivonet |  |  | 18 | 2
8 | 2200023455 | BLAST FURNACE-2 | FUR,GAD,VPSA | Controller | ABB | AC800M (PM864) | PROCESSOR UNIT-PM864AK01, CLOCK FREQUENCY-96MHz, MEMORY- 32MB, POWER SUPPLY-24VDC, Make-ABB | 18 | 2
9 | 2500002865 | BLAST FURNACE-2 | FUR,GAD,VPSA | Controller | ABB | AC800M (PM866) | PROCESSOR UNIT-PM866AK01, CLOCK FREQUENCY-133 MHz, MEMORY- 64MB, POWER SUPPLY-24VDC, Make-ABB | 2 | 1
10 |  | BLAST FURNACE-2 | FUR,GAD,VPSA | Controller | ABB | AC800M (PM862) | PROCESSOR UNIT-PM862K01, CLOCK FREQUENCY-67 MHz, MEMORY- 32MB, POWER SUPPLY-24VDC, Make-ABB | 2 | 2
11 |  | BLAST FURNACE-2 | FUR,GAD,VPSA | Controller | ABB | AC800M (PM858) | 3BSE082964R1 | 2 | 2
12 | 2200096344 | BLAST FURNACE-2 | FUR,GAD,VPSA | Profibus Communication Interface | ABB | CI854 | CI854AK01, No of Channels-1, Protocol- DP-V1 & DP-V0, Make-ABB | 24 | 3
13 | 2200129933 | BLAST FURNACE-2 | FUR,GAD,VPSA | MODBUS COMMUNICATION INTERFACE,CI853 | ABB | CI853 |  | 4 | 1
14 | 2200093127 | BLAST FURNACE-2 | FUR,GAD,VPSA | Rechargable Battery | ABB | SB822 | Rechargeable Lithium-Ion, 3.75V 2.3Ah, Input Voltage-1*24VDC | 20 | 2
15 |  | BLAST FURNACE-2 | FUR,GAD,VPSA | CEX-Bus Cable | ABB | TK850 007 |  | 10 | 2
16 | 2200018567 | BLAST FURNACE-2 | FUR,GAD,VPSA | CABLE,LINK,RCU, TK851 010 | ABB | TK851 010 |  | 10 | 2
17 | 2200088294 | BLAST FURNACE-2 | FUR,GAD,VPSA | Communication Interface | ABB |  | DEVICE TYPE NUMBER- CI840, FIELD BUS COMMUNICATION INTERFACE, NO. OF CHANNELS-2, MAKE- ABB | 210 | 2
18 |  | BLAST FURNACE-2 | FUR,GAD,VPSA | SG300-28 28-Port Gigabit Managed Switch | CISCO |  |  | 7 | 1
19 |  | BLAST FURNACE-2 | FUR,GAD,VPSA | SG300-52 52-Port Gigabit Managed Switch |  |  |  | 3 | 1
20 |  | BLAST FURNACE-2 | FUR,GAD,VPSA | 8 Port switch | CISCO |  | Make-CISCO, Mounting-Rack Mounted, Switch Type-Managed, RJ-45 Port, 8-Port, SEP Port Quantity- 2No. Optical port uplink 1000 BaseT for each switch, Voltage-100-240VAC, Current-0.4-0.2A, Frequency-50-60Hz | 2 | 1
21 | 2200054417 | BLAST FURNACE-2 | FUR,GAD,VPSA | Digital Input Module | ABB |  | DI810, No. OF CHANNELS-16, Type Of Input- Current sinking, Rated Voltage-24VDC, Make-ABB | 432 | 13
22 |  | BLAST FURNACE-2 | FUR,GAD,VPSA |  | ABB |  |  |  | 2
23 | 2200021402 | BLAST FURNACE-2 | FUR,GAD,VPSA | Digital Output Module | ABB |  | DO810, No. of Channels-16, Type of input-Transistor current sourcing, short-circuit protected, voltage and temperature limited, Make-ABB | 139 | 3
24 | 2200032130 | BLAST FURNACE-2 | FUR,GAD,VPSA | Output Relay Board For DO | Nandi |  |  | 140 | 7
25 | 2200169669 | BLAST FURNACE-2 | FUR,GAD,VPSA | Input Relay Board for DI | Nandi |  |  |  | 3
26 | 2200233137 | BLAST FURNACE-2 | FUR,GAD,VPSA | Analogue Input Module | ABB |  | AI815, No. OF CHANNELS-8, TYPE OF INPUT- UNIPOLAR SINGLE ENDED, Make- ABB | 150 | 5
27 |  | BLAST FURNACE-2 | FUR,GAD,VPSA |  | ABB |  |  |  | 2
28 | 2200021410 | BLAST FURNACE-2 | FUR,GAD,VPSA | Analogue Input Module (RTD) | ABB |  | AI830, No. OF CHANNELS-8, TYPE OF INPUT- 3 WIRE RTD Pt100, Cu10, Ni100, Ni120 and resistive potentiometer, MaKE- ABB | 89 | 5
29 | 2200127052 | BLAST FURNACE-2 | FUR,GAD,VPSA | Analogue Input Module (TC) | ABB |  | AI835, No. OF CHANNELS-8, Type of input_ Differential -30mV to 75mV linear, Make-ABB | 65 | 8
30 | 2200195045 | BLAST FURNACE-2 | FUR,GAD,VPSA | Analogue Output Module | ABB |  | A0815, No. OF CHANNELS-8, OUTPUT RANGE- 0-20mA, 4-20mA, MAKE-ABB | 32 | 4
31 |  | BLAST FURNACE-2 | FUR,GAD,VPSA |  | ABB |  |  |  | 2
32 | 2200153798 | BLAST FURNACE-2 | FUR,GAD,VPSA | OLM (Optical Link Module) | Hirschmann |  | Profibus to FO Converter, Make-EKS, Supply Voltage- 18-32VDC, Signal Type- Profibus DP, Port-1E+1FO | 28 | 2
33 |  | BLAST FURNACE-2 | FUR,GAD,VPSA | OLM (Optical Link Module) |  |  | Profibus to FO Converter, Make-EKS, Supply Voltage- 18-32VDC, Signal Type- Profibus DP, Port-1E+2FO
34 | 2200019443 | BLAST FURNACE-2 | FUR,GAD,VPSA | Profibus Connector | Vipa | 972-ODP10 | Type- Profibus DP Connector, With connectable terminal resistance, Termination Indication, network Tansmission indication, 90 Deg fast connect | 260 | 20
35 |  | BLAST FURNACE-2 | FUR,GAD,VPSA | RLM (Redundancy Link Module) | ABB |  | Operating voltage - 24VDC, Serial interface connection - A,B &M, protocol - profibus DP, type - RS 485 , Make - abb | 8 | 2
36 |  | BLAST FURNACE-2 | FUR,GAD,VPSA | RS232 to RS485 Converter & TK853 cable | ICPCON | 7520R | Type-RS232/RS485 Converter, Make- ICPCON/SANTELEQUIP | 12 | 1
37 |  | BLAST FURNACE-2 | FUR,GAD,VPSA | Modbus to Fiberoptic Converter (MF) |  |  |  | 1
38 |  | BLAST FURNACE-2 | FUR,GAD,VPSA | FUSE 2 A |  |  |  | 5000 | 100
39 |  | BLAST FURNACE-2 | FUR,GAD,VPSA | FUSE 0.5 A |  |  |  |  | 100
40 |  | BLAST FURNACE-2 | FUR,GAD,VPSA | FUSE 1 A |  |  |  |  | 100
41 |  | BLAST FURNACE-2 | FUR,GAD,VPSA | FUSE 50mA |  |  |  |  | 100
42 |  | BLAST FURNACE-2 | FUR,GAD,VPSA | FUSE 100mA |  |  |  | 5000 | 100
43 |  | BLAST FURNACE-2 | FUR,GAD,VPSA | Hard Disk for HMI |  |  |  | 11 | 0
44 |  | BLAST FURNACE-2 | FUR,GAD,VPSA | Mouse Laser Type |  |  |  | 11 | 1
45 | 8100054550 | BLAST FURNACE-2 | FUR,GAD,VPSA | SERVER TO LIU COMMUNICATION | D-Link | NCB-FM50D-LCSC-3 | LC-SC 50 MM OM2 Duplex 3m Patch Cord |  | 3
46 | 8100054550 | BLAST FURNACE-2 | FUR,GAD,VPSA | SERVER | D-Link | NCB-FM50D-LCLC-3 | LC-SC 50 MM OM2 Duplex 3m Patch Cord |  | 1
47 | 2200221769 | BLAST FURNACE-2 | FUR,GAD,VPSA | LIU TO MEDIA CONVERTER | D-Link | NCB-FM60D-SCSC-3 | SC-SC 50 MM OM2 Duplex 3m Patch Cord |  | 3
48 | 2200195984 | BLAST FURNACE-2 | FUR,GAD,VPSA | LIU TO MEDIA CONVERTER | D-Link | NCB-FM50D-SCST-3 | SC-ST 50 MM OM2 Duplex 3m Patch Cord |  | 14
49 | 2200195984 | BLAST FURNACE-2 | FUR,GAD,VPSA | LIU TO MEDIA CONVERTER | Bestnet | CESD10123001 | SC-ST Duplex MM 50/125 3.0 MM PVC Patch Cord |  | 13
50 |  | BLAST FURNACE-2 | FUR,GAD,VPSA | FO COUPLER | D-Link | NAD-FMSSCSS | Adapter SC MM Simplex Conne |  | 86
51 |  | BLAST FURNACE-2 | FUR,GAD,VPSA | FO COUPLER | Bestnet | 100FBC302 | SC Coupler MM Duplex |  | 32
52 | 2200056754 | BLAST FURNACE-2 | FUR,GAD,VPSA | PIGTAIL ( FO CORDS 1 END CONNECTED) | Bestnet | CE-SD10123001 | SC/UPC Pigtail Simplex MM 50/125 0.9mm 1.5M LS2H Patch Cord |  | 138
53 |  | BLAST FURNACE-2 | FUR,GAD,VPSA | Profibus Connector without LED | Soft Link | 300972-BA2000 |  |  | 13
54 | 2200019443 | BLAST FURNACE-2 | FUR,GAD,VPSA | Profibus Connector with LED | VIPA | 972-ODP10 |  |  | 49
55 |  | BLAST FURNACE-2 | FUR,GAD,VPSA | Profibus Connector without LED, SUBCON-PLVS-PROFIB/PG/SC2 | PHOENIX Contact, Germany | Ch No-3005950243, BM: PY01, 017918960490 |  |  | 50
56 |  | BLAST FURNACE-2 | FUR,GAD,VPSA | Sleeves (60mm) of FO cable |  | 2160072254 |  |  | 100
57 | 2200023456 | BLAST FURNACE-2 | FUR,GAD,VPSA | TERMINATOIN UNIT FOR FOR CI 840 |  |  | TU 847 |  | 4
58 | 2200025897 | BLAST FURNACE-2 | FUR,GAD,VPSA | TERMINATOIN UNIT FOR ALL DI/DO/AI/AO CARDS |  |  | TU 810 |  | 8
59 |  | BLAST FURNACE-2 | FUR,GAD,VPSA |  |  |  | TB 840A |  | 2
60 |  | BLAST FURNACE-2 | FUR,GAD,VPSA | FIBRE OPTIC CABLE |  |  | MULTIMODE |  | 1000
1 | 2200241394 | BLAST FURNACE-2 | WATER COMPLEX | SMPS | OMRON | S8FS-C35024J | I/P : 220VAC O/P : 24VDC, REG, 14.6A | 10 | 1
2 | 2200080574 | BLAST FURNACE-2 | WATER COMPLEX | Communication Card | SIEMENS | 6GK74431EX300XE0 | CP 443-1 | 2 | 1
3 | 2200167916 | BLAST FURNACE-2 | WATER COMPLEX | Analog O/P Card | SIEMENS | 6ES7135-6HD00-0BA1 | 4CH. ANALOG OUTPUT | 22 | 4
4 | 2200095119 | BLAST FURNACE-2 | WATER COMPLEX | Analog I/P Card ( 4-20mA) | SIEMENS | 6ES7134-6GD00-0BA1 | 4CH. ANALOG INPUT | 40 | 10
5 | 2200095123 | BLAST FURNACE-2 | WATER COMPLEX | Analog I/P Card ( RTD) | SIEMENS | 6ES7134-6JD00-0CA1 | 4CH. RTD ANALOG INPUT | 70 | 4
6 | 2200095121 | BLAST FURNACE-2 | WATER COMPLEX | Digital I/P Card ( 16 Channel) | SIEMENS | 6ES7131-6BH00-0BA0 | DI 16x24VDC ST | 106 | 10
7 | 2200095122 | BLAST FURNACE-2 | WATER COMPLEX | Digital O/P Card ( 16 Channel) | SIEMENS | 6ES7132-6BH00-0BA0 | DQ 16x24VDC/0.5A ST | 33 | 4
8 | 2200064942 | BLAST FURNACE-2 | WATER COMPLEX | Media Converter(FO/Profibus) | SIEMENS | 6GK1503-2CBOO | Single channel | 2 | 2
9 | 2200164784 | BLAST FURNACE-2 | WATER COMPLEX | Profibus DP coupler | SIEMENS | 6ES7-58OADO-OXAO | ET-200, Simatic | 1 | 2
10 |  | BLAST FURNACE-2 | WATER COMPLEX | Relay Card | ELMEX | - | 24 VDC COIL, 1 C/O, 6A CONTACT RATING | 528 | 67
11 | 2200167917 | BLAST FURNACE-2 | WATER COMPLEX | Base For I/O Cards | SIEMENS | 6ES7 193-6BP00-0BA0 | - | 271 | 29
12 |  | BLAST FURNACE-2 | WATER COMPLEX | D . O . R . | UL | - | 20A, DIODE RING | 5 | 0
13 | 2200193650 | BLAST FURNACE-2 | WATER COMPLEX | Interface Module | SIEMENS | 6ES7155-6AU00-0CN0, 6ES7 193-6AR00-0AA0 (RJ45) | IM 155-6 | 10, 10 | 2
14 | 2200156111 | BLAST FURNACE-2 | WATER COMPLEX | Power supply for CPU 414 | SIEMENS | 6ES7 405-0KA02-0AA0 | PS405, 10A | 2 | 1
15 | 2200052908 | BLAST FURNACE-2 | WATER COMPLEX | Universal Rack for CPU/PS/CP | SIEMENS | 6ES7400-2JA00-0AA0 | 9 SLOT BASE | 2 | 1
16 | 2200070510 | BLAST FURNACE-2 | WATER COMPLEX | CPU 414 ( PLC) | SIEMENS | 6ES7414-5HM06-0AB0 | CPU 414-5H PN/DP | 2 | 1
17 | 2200079681 | BLAST FURNACE-2 | WATER COMPLEX | Battery for power supply crad | SIEMENS | 6ES7971-0BA00 | BATTERY | 4 (3 INSTLD) | 3
18 | 2200113793 | BLAST FURNACE-2 | WATER COMPLEX | Media Converter(Profinet/Profibus) | SIEMENS | 101-1BB00-2AA3 | X101-1, 24V DC, 0,17A | 6 | 2
19 | 2200184037 | BLAST FURNACE-2 | WATER COMPLEX | Media Converter(Profinet/Profibus) | SIEMENS | 6GK5 205-3BB00-2TB2 | XB205-3, 24V DC, 30A | 2 | 2
20 |  | BLAST FURNACE-2 | WATER COMPLEX | Media Converter(Profinet/Profibus) | SCHNEIDER ELECTRIC | TCSESB083F2CU0 | MAC ADDRESS: ECE5552F1004 | 1 | 0
21 | 2200224221 | BLAST FURNACE-2 | WATER COMPLEX | 1 DP line to 2 DP line coupler | SIEMENS | 6ES7 197-1LB00-0XA0 | SIMATIC Y-COUPLER | 1 | 1
22 | 2200153561 | BLAST FURNACE-2 | WATER COMPLEX | Interface Module | SIEMENS | 6ES7153-2BA70-0XB0 | SIMATIC ET200M/LINK | 2 | 2
23 | 2200204759 | BLAST FURNACE-2 | WATER COMPLEX | EATHERNET SWITCH ( BUS ADAPTOR) |  | 6ES7 193-6AR00-0AA0 |  |  | 1
24 | Ok | BLAST FURNACE-2 | WATER COMPLEX | UNION, FIBER MEDIA CONVERTER CTC |  |  |  |  | 2
25 | 2200221769 | BLAST FURNACE-2 | WATER COMPLEX | PATCH CORD (MULTIMODE),FOR FO SC-SC |  |  |  |  | 4
26 | 2200154141 | BLAST FURNACE-2 | WATER COMPLEX | SWITCH,FAST ETHERNET,8PORT,10/100 MBPS |  |  |  |  | 2
27 |  | BLAST FURNACE-2 | WATER COMPLEX | LAN TESTER, TELEPHONE LINE |  |  |  |  | 1
1 | 2200053680 | BLAST FURNACE-2 | BLOWER | COMMUNICATION CARD | SIEMENS | 6GK1 162-3AA00 PCI |  | 1 | 1
2 | 2200199274 | BLAST FURNACE-2 | BLOWER | BLOWER PLC | SIEMENS | 417-5HT06-0AB0 |  | 6 | 1
3 | 2200028525 | BLAST FURNACE-2 | BLOWER | POWER SUPPLY FOR PLC | SIEMENS | 6ES7 407-0KR02-0AA0 |  | 6 | 1
4 | 2200013060 | BLAST FURNACE-2 | BLOWER | ANALOG I/P CARD | SIEMENS | 6ES7 331-7KF02-0AB0 8 point 20 pin | AI 8 * 12 bit | 18 | 1
5 | 2200033063 | BLAST FURNACE-2 | BLOWER | ANALOG O/P CARD | SIEMENS | 6ES7 332-5HF00-0AB0 8 point 40 pin | AO 8 * 12 bit | 5 | 3
6 | 2200032270 | BLAST FURNACE-2 | BLOWER | DIGITAL I/P CARD | SIEMENS | 6ES7 321-1BH02-0AA0 16 point 20 pin | DI 16CH /DC 24V | 28 | 8
7 | 2200079837 | BLAST FURNACE-2 | BLOWER | DIGITAL O/P CARD | SIEMENS | 6ES7 322-1BH01-0AA0 16 point 20 pin | DO 16CH/ DC24V/0.5A | 12 | 2
8 | 2200013105 | BLAST FURNACE-2 | BLOWER | RTD CARD | SIEMENS | 6ES7 331-7PF01-0AB0 8 point 40 pin |  | 13 | 2
9 | 2200198562 | BLAST FURNACE-2 | BLOWER | SMPS | SIEMENS | 6EP1 336-2BA10 24VDC/20A |  | 6 | 2
10 | 2200021396 | BLAST FURNACE-2 | BLOWER | SMPS | SIEMENS | 6EP1 961-3BA21 24VDC/40A |  | 3 | 2
11 | 2200096708 | BLAST FURNACE-2 | BLOWER | RELAY BOARD | Omron | MY2N-J 24VDC with Indicator Light |  | 189 | 0
12 | Ok | BLAST FURNACE-2 | BLOWER | RELAY BOARD | Omron | MM2XP-D |  | 5 | 0
13 | 2200083063 | BLAST FURNACE-2 | BLOWER | SIGNAL ISOLATOR | ShaanXi Industry automation | ICC 241 |  | 8 | 0
14 | 2200018632 | BLAST FURNACE-2 | BLOWER | SIGNAL ISOLATOR | ShaanXi Industry automation | ICC 312 |  | 11 | 0
15 |  | BLAST FURNACE-2 | BLOWER |  | SIEMENS | 6ES7 656-8CM30-1CF0 |  | 3 | 0
16 | 2100103954 | BLAST FURNACE-2 | BLOWER | RACK FOR PLC | SIEMENS | 6ES7 400-2JA10-0AA0 |  | 3 | 2
17 |  | BLAST FURNACE-2 | BLOWER | MEMORY CARD | SIEMENS |  |  | 6 | 1
18 |  | BLAST FURNACE-2 | BLOWER | REDUNDANCY CABLE | SIEMENS | 6ES7 960-1AA04-5AA0/B |  | 12 pair | 2
19 | 2200009275 | BLAST FURNACE-2 | BLOWER | INTERNAL BATTERY FOR POWER SUPPLY | SIEMENS | 6ES7 971-0BA00 |  | 12 | 10
20 | 2200146095 | BLAST FURNACE-2 | BLOWER | MODULE BASE | SIEMENS | 6ES7 972-0BB52-0XA0 |  | 18 | 2
21 | 2200116811 | BLAST FURNACE-2 | BLOWER | TRACK FOR CARDS | SIEMENS | 6ES7 195-1GG30-0XA0 620 mm |  | 9 | 3
22 | 2200053714 | BLAST FURNACE-2 | BLOWER | BASE FOR I/O MODULE | SIEMENS | 6ES7 195-7HB00-0XA0 |  | 51 | 5
23 | 2200043099 | BLAST FURNACE-2 | BLOWER | INTERFACE MODULES FOR I/O CARDS | SIEMENS | 6ES7 153-2BA02-0XB0 | IM 153-2 EP 200M/LINK | 18 | 1
24 | 2200080976 | BLAST FURNACE-2 | BLOWER | MEDIA CONVERTER | SIEMENS | 6GK5 212-0BB00-2AA3 | X 212-2 | 3 | 1
25 | 2200096424 | BLAST FURNACE-2 | BLOWER | COMMUNICATION CARD FOR VIBRATON MONITORING DEVICE | SIEMENS | 6ES7 341-1CH02-0AE0 | CP -341/RS 422-485 | 3 | 1
26 |  | BLAST FURNACE-2 | BLOWER | CABLE FOR CP341 TO VIBRATON MONITORING DEVICE | SIEMENS | 6ES7 902-1AB00-0AA0 |  | 3 | 0
27 |  | BLAST FURNACE-2 | BLOWER | BASE FOR IM153-2 |  |  |  |  | 2
28 |  | BLAST FURNACE-2 | BLOWER | SYNCING MODULE
1 | 2200148580 | BLAST FURNACE-2 | CHILLER PLC | TOUCHPAD OPERATION | SIEMENS | 6AV2 124-0MC01-0AX0 | SIMATIC HMI TOUCH, TO1200 COMFORT, SC-H7VC9778, MAC Address: 28-63-36-9D-2A-4F | 2 | 1
2 | 2200226379 | BLAST FURNACE-2 | CHILLER PLC | FLOATLESS LEVEL SWITCH | SIEMENS | 61F-GP-N | SOURCE-110VAC, 50/60Hz, POWER CONSUMPTION-3.5VA Max, SECONDARY VOLTAGE- 8VAC | 10 | 0
3 | 2200142980 | BLAST FURNACE-2 | CHILLER PLC | SMPS | SIEMENS | 6EP1334-1LD00 | SITOP PSU100D, I/P- 100-240VAC, 4.0A-2.0A, 50/60Hz, O/P- 24VDC, 12.5A | 2 | 0
4 | 2200068190 | BLAST FURNACE-2 | CHILLER PLC | PLC FOR CHILLER | SIEMENS | 315-2EH14-0AB0 | CPU315-2PN/DP, SIMATIC S7-300, | 2 | 1
5 | 2200096424 | BLAST FURNACE-2 | CHILLER PLC | COMMUNICATION CARD | SIEMENS | 341-1CH02-0AE0 | CP341 RS422/485 | 2 | 1
6 | 2200029827 | BLAST FURNACE-2 | CHILLER PLC | DIGITAL INPUT CARD | SIEMENS | 321-1BL00-0AA0 | DI32*DC24V | 2 | 1
7 | 2200029844 | BLAST FURNACE-2 | CHILLER PLC | DIGITAL OUTPUT CARD | SIEMENS | 322-1BL00-0AA0 | DO32*DC24V/0.5A | 2 | 1
8 | 2200059602 | BLAST FURNACE-2 | CHILLER PLC | ANALOG INPUT CARD | SIEMENS | 331-1KF02-0AB0 | AI8*13Bit | 6 | 1
9 | 2200045659 | BLAST FURNACE-2 | CHILLER PLC | ANALOG OUTPUT CARD | SIEMENS | 332-5HD01-0AB0 | AO4*12Bit | 2 | 8
10 |  | BLAST FURNACE-2 | CHILLER PLC | HOOTER |  | 3AH300/ MCT/SV | SOLID STATE I/P -100VAC | 2 | 0
11 |  | BLAST FURNACE-2 | CHILLER PLC | RELAY BOARD | PHOENIX | NO. 29 61 192 | RELAY CONTACT WITH BASE 24VDC WITH BASE | 64 | 0
12 | 2200066372 | BLAST FURNACE-2 | CHILLER PLC | RELAY BOARD | OMRON | MY2N | RELAY WITH BASE 24VDC | 4 | 0
13 | 2200107144 | BLAST FURNACE-2 | CHILLER PLC | RELAY BOARD | OMRON | MY4NJ | RELAY WITH BASE 24VDC | 2 | 0
14 | 2200013701 | BLAST FURNACE-2 | CHILLER PLC | RELAY BOARD | OMRON | LY2N | RELAY WITH BASE 24VDC | 2 | 0
|  | BLAST FURNACE-2 | CHILLER PLC
1 | 2200115540 | BLAST FURNACE-2 | FILTER PRESS | INTERFACE MODULE | SIEMENS | 6ES7 151-8AB01-0AB0 | IM151-8 PN/DP | 1 | 1
2 |  | BLAST FURNACE-2 | FILTER PRESS | POWER MODULE FOR DO CARD | SIEMENS | 6ES7 138-4CA01-0AA0 | PM-E DC24V (ST)
3 |  | BLAST FURNACE-2 | FILTER PRESS | PLC | SIEMENS | ITEM CODE NEED TO CHECK | ET 200S, SC-H2EH0008, MAC Address: 28-63-36-52-60-AF | 1 | 0
4 | 2200144750 | BLAST FURNACE-2 | FILTER PRESS | DIGITAL INPUT CARD | SIEMENS | 6ES7 131-4BF00-0AA0 | 8 DI DC24V | 4 | 2
5 | 2200033065 | BLAST FURNACE-2 | FILTER PRESS | DIGITAL OUTPUT CARD | SIEMENS | 6ES7 132-4BF00-0AA0 | 8 DO DC24V/0.5A | 4 | 2
6 | 2200085136 | BLAST FURNACE-2 | FILTER PRESS | ANALOG I/P CARD | SIEMENS | 6ES7 134-4GB01-0AB0 | 2 AI ST I 2 WIRE | 1 | 1
7 | 2200199337 | BLAST FURNACE-2 | FILTER PRESS | BACK PLANE | SIEMENS | 6ES7 193-4JA00-0AA0 |  | 1 | 0
8 | 2200026015 | BLAST FURNACE-2 | FILTER PRESS |  | SIEMENS | 6ES7 193-4CB20-0AA0 |  |  | 0
9 |  | BLAST FURNACE-2 | FILTER PRESS | SMPS | MEANWELL | NES-150-24 | I/P- 100-120VAC(3A)/200-240VAC(2A), 50/60Hz, O/P- 24VDC(6.5A) | 1 | 0
10 |  | BLAST FURNACE-2 | FILTER PRESS | SWITCHING REGULATOR | MEANWELL | DRP-480-24 | I/P- 200-240VAC(4A), 50/60Hz, O/P-24VDC(20A) | 1 | 0
11 | 2200052202 | BLAST FURNACE-2 | FILTER PRESS | TOUCH PAD | SIEMENS | 6AV6 647-0AD11-3AX0 | SIMATIC PANEL TOUCH, KTP600 BASIC COLOR PN, S ZVH2YUB150705, MAC Address: 00-1C-06-2E-A5-4E | 1 | 0
12 |  | BLAST FURNACE-2 | FILTER PRESS | O/P RELAY BORAD | AVENTEK | AV-8CH-2CO |  | 4 | 0
13 |  | BLAST FURNACE-2 | FILTER PRESS | DIODE CARD FOR DO | AVENTEK | AV-20CH-DIODE |  | 4 | 0
14 | 2200067771 | BLAST FURNACE-2 | FILTER PRESS | POWER SUPPLY UNIT | SCHNEIDER ELECTRIC | ZBE-101N |  | 1 | 0
1 |  | BLAST FURNACE-2 | BLOWER HT | PLC | SIEMENS | 214-2BD23-OXB8 | S7 200 CN, CPU 224XPCN | 1 | 1
2 |  | BLAST FURNACE-2 | BLOWER HT | RELAY MODULE | SIEMENS | 222-1HF22-OXA8 | EM 222CN | 2 | 1
3 |  | BLAST FURNACE-2 | BLOWER HT | HMI | WEINVIEW CO. Ltd. |  | MT 6070iH -3WV | 3 | 0
4 |  | BLAST FURNACE-2 | BLOWER HT | PPI CABLE | SIEMENS | MULTI MASTER SC-W6G60504 | PPI CABLE | 0 | 1
5 |  | BLAST FURNACE-2 | BLOWER HT | MPI CABLE | SIEMENS | 6ES79720CB200XA0 | MPI CABLE | 0 | 1
1 |  | BLAST FURNACE-2 | DE DUSTING BAG FILTER | PLC | ALLEN BRADLEY | 70598 | MICROLOGIX 1400 | 2 | 1
1 |  | SMS-1 | EAF 1 control | POWER SUPPLY MODULE | SIEMENS | 6ES7 407-0KA01-0AA0 | PS 407 10A | 1
2 |  | SMS-1 | EAF 2 control | POWER SUPPLY MODULE | SIEMENS | 6ES7 407-0KA01-0AA0 | PS 407 10A | 1
3 |  | SMS-1 | EAF 3 control | POWER SUPPLY MODULE | SIEMENS | 6ES7 407-0KA02-0AA0 | PS 407 10A | 1
4 |  | SMS-1 | EAF 4 control | POWER SUPPLY MODULE | SIEMENS | 6ES7 407-0KA02-0AA0 | PS 407 10A | 1
5 |  | SMS-1 | LF 1 control | POWER SUPPLY MODULE | SIEMENS | 6ES7 407-0KA01-0AA0 | PS 407 10A | 1
6 |  | SMS-1 | LF 2 control | POWER SUPPLY MODULE | SIEMENS | 6ES7 407-0KA01-0AA0 | PS 407 10A | 1
7 |  | SMS-1 | LF 3 control | POWER SUPPLY MODULE | SIEMENS | 6ES7 407-0KA02-0AA0 | PS 407 10A | 1
8 |  | SMS-1 | LF 4 control | POWER SUPPLY MODULE | SIEMENS | 6ES7 407-0KA02-0AA0 | PS 407 10A | 1
9 |  | SMS-1 | DRI FEEDING FOR ALL FURNACE | POWER SUPPLY MODULE | SIEMENS | 6ES7 407-0KA01-0AA0 | PS 407 10A | 1
10 |  | SMS-1 | EAF-1&2 DRI & LIME CHARGING SYSTEM | POWER SUPPLY MODULE | SIEMENS | 6ES7 407-0KA01-0AA0 | PS 407 10A | 1
11 |  | SMS-1 | EAF-3 & 4 DRI & LIME CHARGING SYSTEM | POWER SUPPLY MODULE | SIEMENS | 6ES7 407-0KA02-0AA0 | PS 407 10A | 1
12 |  | SMS-1 | LIME FEEDING FOR ALL FURNACE | POWER SUPPLY MODULE | SIEMENS | 6ES7 407-0KA01-0AA0 | PS 407 10A | 1
13 |  | SMS-1 | LF-1 LIME CHARGING | POWER SUPPLY MODULE | SIEMENS | 6ES7 407-0KA01-0AA0 | PS 407 10A | 1
14 |  | SMS-1 | LF-2 LIME CHARGING | POWER SUPPLY MODULE | SIEMENS | 6ES7 407-0KA01-0AA0 | PS 407 10A | 1
15 |  | SMS-1 | LF-3 LIME CHARGING | POWER SUPPLY MODULE | SIEMENS | 6ES7 407-0KA02-0AA0 | PS 407 10A | 1
16 |  | SMS-1 | LF-4 LIME CHARGING | POWER SUPPLY MODULE | SIEMENS | 6ES7 407-0KA02-0AA0 | PS 407 10A | 1
17 |  | SMS-1 | EAF-1 FES SYSTEM | POWER SUPPLY MODULE | SIEMENS | 6ES7 407-0KA01-0AA0 | PS 407 10A | 1
18 |  | SMS-1 | EAF-2 FES SYSTEM | POWER SUPPLY MODULE | SIEMENS | 6ES7 407-0DA02-0AA0 | PS 407 4A | 1
19 |  | SMS-1 | EAF-3 FES SYSTEM | POWER SUPPLY MODULE | SIEMENS | 6ES7 407-0DA02-0AA0 | PS 407 4A | 1
20 |  | SMS-1 | EAF-4 FES SYSTEM | POWER SUPPLY MODULE | SIEMENS | 6ES7 407-0KA02-0AA0 | PS 407 10A | 1
21 |  | SMS-1 | LRF-5 control | POWER SUPPLY MODULE | SIEMENS | 6ES7 507-0RA00-0AB0 | PS 60W 230VAC/DC | 1
22 |  | SMS-1 |  | POWER SUPPLY MODULE | SIEMENS
23 |  | SMS-1 |  | POWER SUPPLY MODULE | SIEMENS
24 |  | SMS-1 | EAF-1 COJET | POWER SUPPLY MODULE | SIEMENS | 6ES7 307-1EA00-0AA0 | PS 307 5A | 1
25 |  | SMS-1 | EAF-2 COJET | POWER SUPPLY MODULE | SIEMENS | 6ES7 307-1EA00-0AA0 | PS 307 5A | 1
26 |  | SMS-1 | VD-1 CONTROL | POWER SUPPLY MODULE | SIEMENS | 6ES7 407-0KA02-0AA0 | PS 407 10A | 1
1 |  | SMS-1 | EAF 1 control | CPU | SIEMENS | 6ES7-416-2XN05-0AB0/V5.3 | S7 400 416-2 DP | 1
2 |  | SMS-1 | EAF 2 control | CPU | SIEMENS | 6ES7-416-2XN05-0AB0/V5.3 | S7 400 416-2 DP | 1
3 |  | SMS-1 | EAF 3 control | CPU | SIEMENS | 6ES7-416-2XP07-0AB0/V7.0 | S7 400 416-2 DP | 1
4 |  | SMS-1 | EAF 4 control | CPU | SIEMENS | 6ES7-416-2XN05-0AB0/V5.1 | S7 400 416-2 DP | 1
5 |  | SMS-1 | LF 1 control | CPU | SIEMENS | 6ES7-416-2XN05-0AB0/V5.2 | S7 400 416-2 DP | 1
6 |  | SMS-1 | LF 2 control | CPU | SIEMENS | 6ES7-416-2XK04-0AB0/V4.1 | S7 400 416-2 DP | 1
7 |  | SMS-1 | LF 3 control | CPU | SIEMENS | 6ES7-416-2XN05-0AB0/V5.2 | S7 400 416-2 DP | 1
8 |  | SMS-1 | LF 4 control | CPU | SIEMENS | 6ES7-416-2XN05-0AB0/V5.2 | S7 400 416-2 DP | 1
9 |  | SMS-1 | DRI FEEDING FOR ALL FURNACE | CPU | SIEMENS | 6ES7-416-2XK04-0AB0/V4.1 | S7 400 416-2 DP | 1
10 |  | SMS-1 | EAF-1&2 DRI & LIME CHARGING SYSTEM | CPU | SIEMENS | 6ES7-416-2XK04-0AB0/V4.1 | S7 400 416-2 DP | 1
11 |  | SMS-1 | EAF-3 & 4 DRI & LIME CHARGING SYSTEM | CPU | SIEMENS | 6ES7-416-2XN05-0AB0/V5.2 | S7 400 416-2 DP | 1
12 |  | SMS-1 | LIME FEEDING FOR ALL FURNACE | CPU | SIEMENS | 6ES7-416-2XK04-0AB0/V4.1 | S7 400 416-2 DP | 1
13 |  | SMS-1 | LF-1 LIME CHARGING | CPU | SIEMENS | 6ES7-416-2XK04-0AB0/V4.1 | S7 400 416-2 DP | 1
14 |  | SMS-1 | LF-2 LIME CHARGING | CPU | SIEMENS | 6ES7-416-2XK04-0AB0/V4.1 | S7 400 416-2 DP | 1
15 |  | SMS-1 | LF-3 LIME CHARGING | CPU | SIEMENS | 6ES7-416-2XN05-0AB0/V5.2 | S7 400 416-2 DP | 1
16 |  | SMS-1 | LF-4 LIME CHARGING | CPU | SIEMENS | 6ES7-416-2XN05-0AB0/V5.2 | S7 400 416-2 DP | 1
17 |  | SMS-1 | EAF-1 FES SYSTEM | CPU | SIEMENS | 6ES7-416-2XK04-0AB0/V4.1 | S7 400 416-2 DP | 1
18 |  | SMS-1 | EAF-2 FES SYSTEM | CPU | SIEMENS | 6ES7-414-3XM05-0AB0/V5.3 | S7 400 414-3 DP | 1
19 |  | SMS-1 | EAF-3 FES SYSTEM | CPU | SIEMENS | 6ES7-414-3XM05-0AB0/V5.3 | S7 400 414-3 DP | 1
20 |  | SMS-1 | EAF-4 FES SYSTEM | CPU | SIEMENS | 6ES7-416-2XN05-0AB0/V5.2 | S7 400 416-2 DP | 1
21 |  | SMS-1 | LRF-5 control | CPU | SIEMENS | 6ES7 517-3AP00-0AB0 | CPU 1517-3 PN/DP | 1
22 |  | SMS-1 |  | CPU
23 |  | SMS-1 |  | CPU
24 |  | SMS-1 | EAF-1 COJET | CPU | SIEMENS | 6ES7 315-2AG10-0AB0 | S7-300 315-2 DP | 1
25 |  | SMS-1 | EAF-2 COJET | CPU | SIEMENS | 6ES7 315-2AG10-0AB0 | S7-300 315-2 DP | 1
26 |  | SMS-1 | PUMP HOUSE-2 | CPU | ABB | 3BSE018161R1 | ABB-AC-800M | 1
27 |  | SMS-1 | PUMP HOUSE-1 | CPU | SCHNEIDER ELECTRIC | 140CPU67160 | MODICON QUANTUM | 1
28 |  | SMS-1 | BILLET CASTER | CPU | ALLEN BRADLEY | 1756-L61 B | CONTROLLOGIX 5561 PROCESSOR | 2
29 |  | SMS-1 | EMS | CPU | ALLEN BRADLEY | 1764-LRP | AB MicroLogix 1500 | 4
30 |  | SMS-1 | AMLC | CPU | ALLEN BRADLEY | 1769-L32E | AB CompactLogix L32E | 4
31 |  | SMS-1 | Billet Caster Marking M/c | CPU | ALLEN BRADLEY | 1747-L552 | AB SLC 5/05 | 1
1 |  | SMS-1 | EAF 1 control | CP MODULE | SIEMENS | 6GK7 443-1EX11-0XE0 | CP 443-1 | 1
2 |  | SMS-1 | EAF 2 control | CP MODULE | SIEMENS | 6GK7 443-1EX11-0XE0 | CP 443-1 | 1
3 |  | SMS-1 | EAF 3 control | CP MODULE | SIEMENS | 6GK7 443-1EX20-0XE0 | CP 443-1 | 2
4 |  | SMS-1 | EAF 4 control | CP MODULE | SIEMENS | 6GK7 443-1EX20-0XE0 | CP 443-1 | 2
5 |  | SMS-1 | LF 1 control | CP MODULE | SIEMENS | 6GK7 443-1EX11-0XE0 | CP 443-1 | 1
6 |  | SMS-1 | LF 2 control | CP MODULE | SIEMENS | 6GK7 443-1EX11-0XE0 | CP 443-1 | 1
7 |  | SMS-1 | LF 3 control | CP MODULE | SIEMENS | 6GK7 443-1EX20-0XE0 | CP 443-1 | 2
8 |  | SMS-1 | LF 4 control | CP MODULE | SIEMENS | 6GK7 443-1EX20-0XE0 | CP 443-1 | 2
9 |  | SMS-1 | DRI FEEDING FOR ALL FURNACE | CP MODULE | SIEMENS | 6GK7 443-1EX11-0XE0 | CP 443-1 | 1
10 |  | SMS-1 | EAF-1&2 DRI & LIME CHARGING SYSTEM | CP MODULE | SIEMENS | 6GK7 443-1EX11-0XE0 | CP 443-1 | 1
11 |  | SMS-1 | EAF-3 & 4 DRI & LIME CHARGING SYSTEM | CP MODULE | SIEMENS | 6GK7 443-1EX20-0XE0 | CP 443-1 | 1
12 |  | SMS-1 | LIME FEEDING FOR ALL FURNACE | CP MODULE | SIEMENS | 6GK7 443-1EX11-0XE0 | CP 443-1 | 1
13 |  | SMS-1 | LF-1 LIME CHARGING | CP MODULE | SIEMENS | 6GK7 443-1EX11-0XE0 | CP 443-1 | 1
14 |  | SMS-1 | LF-2 LIME CHARGING | CP MODULE | SIEMENS | 6GK7 443-1EX11-0XE0 | CP 443-1 | 1
15 |  | SMS-1 | LF-3 LIME CHARGING | CP MODULE | SIEMENS | 6GK7 443-1EX20-0XE0 | CP 443-1 | 1
16 |  | SMS-1 | LF-4 LIME CHARGING | CP MODULE | SIEMENS | 6GK7 443-1EX20-0XE0 | CP 443-1 | 1
17 |  | SMS-1 | EAF-1 FES SYSTEM | CP MODULE | SIEMENS | 6GK7 443-1EX11-0XE0 | CP 443-1 | 1
18 |  | SMS-1 | EAF-2 FES SYSTEM | CP MODULE | SIEMENS | 6GK7 443-1EX30-0XE0 | CP 443-1 | 1
19 |  | SMS-1 | EAF-3 FES SYSTEM | CP MODULE | SIEMENS | 6GK7 443-1EX30-0XE0 | CP 443-1 | 1
20 |  | SMS-1 | EAF-4 FES SYSTEM | CP MODULE | SIEMENS | 6GK7 443-1EX20-0XE0 | CP 443-1 | 1
21 |  | SMS-1 | LRF-5 control | CP MODULE | SIEMENS
22 |  | SMS-1 |  | CP MODULE | SIEMENS
23 |  | SMS-1 |  | CP MODULE | SIEMENS
24 |  | SMS-1 | EAF-1 COJET | CP MODULE | SIEMENS | 6GK7 443-1EX30-0XE0 | CP 443-1 | 1
25 |  | SMS-1 | EAF-2 COJET | CP MODULE | SIEMENS | 6GK7 443-1EX30-0XE0 | CP 443-1 | 1
26 |  | SMS-1 | VD-1 CONTROL | CP MODULE | SIEMENS | 6GK7 443-1EX11-0XE0 | CP 443-1 | 1
1 |  | SMS-1 | EAF 1 control | AI MODULE | SIEMENS | 6ES7 331-7KF02-0AB0 | AI8X12bit | 15
|  | SMS-1 | EAF 1 control | AI MODULE | SIEMENS | 6ES7 134-4GB00-0AB0 | 2AI 2WIRE ST | 4
|  | SMS-1 | EAF 1 control | AI MODULE | SIEMENS | 6ES7 134-4GB10-0AB0 | 2AI 4WIRE ST | 1
2 |  | SMS-1 | EAF 2 control | AI MODULE | SIEMENS | 6ES7 331-7KF02-0AB0 | AI8X12bit | 15
|  | SMS-1 | EAF 2 control |  |  | 6ES7 134-4GB00-0AB0 | 2AI 2WIRE ST | 4
|  | SMS-1 | EAF 2 control |  |  | 6ES7 134-4GB10-0AB0 | 2AI 4WIRE ST | 1
3 |  | SMS-1 | EAF 3 control | AI MODULE | SIEMENS | 6ES7 331-7KF02-0AB0 | AI8X12bit | 15
|  | SMS-1 | EAF 3 control |  |  | 6ES7 134-4GB01-0AB0 | 2AI 2WIRE ST | 17
|  | SMS-1 | EAF 3 control |  |  | 6ES7 134-4GB11-0AB0 | 2AI 4WIRE ST | 1
4 |  | SMS-1 | EAF 4 control | AI MODULE | SIEMENS | 6ES7 331-7KF02-0AB0 | AI8X12bit | 15
|  | SMS-1 | EAF 4 control |  |  | 6ES7 134-4GB01-0AB0 | 2AI 2WIRE ST | 18
|  | SMS-1 | EAF 4 control |  |  | 6ES7 134-4GB11-0AB0 | 2AI 4WIRE ST | 1
5 |  | SMS-1 | LF 1 control | AI MODULE | SIEMENS | 6ES7 331-7KF02-0AB0 | AI8X12bit | 6
|  | SMS-1 | LF 1 control |  |  | 6ES7 134-4GB01-0AB0 | 2AI 2WIRE ST | 2
|  | SMS-1 | LF 1 control |  |  | 6ES7 134-4GB11-0AB0 | 2AI 4WIRE ST | 2
6 |  | SMS-1 | LF 2 control | AI MODULE | SIEMENS | 6ES7 331-7KF02-0AB0 | AI8X12bit | 6
|  | SMS-1 | LF 2 control |  |  | 6ES7 134-4GB01-0AB0 | 2AI 2WIRE ST | 2
|  | SMS-1 | LF 2 control |  |  | 6ES7 134-4GB11-0AB0 | 2AI 4WIRE ST | 2
7 |  | SMS-1 | LF 3 control | AI MODULE | SIEMENS | 6ES7 331-7KF02-0AB0 | AI8X12bit | 6
|  | SMS-1 | LF 3 control |  |  | 6ES7 134-4GB01-0AB0 | 2AI 2WIRE ST | 3
|  | SMS-1 | LF 3 control |  |  | 6ES7 134-4MB02-0AB0 | 2AI 2/4WIRE HF | 1
8 |  | SMS-1 | LF 4 control | AI MODULE | SIEMENS | 6ES7 331-7KF02-0AB0 | AI8X12bit | 6
|  | SMS-1 | LF 4 control |  |  | 6ES7 134-4GB01-0AB0 | 2AI 2WIRE ST | 2
|  | SMS-1 | LF 4 control |  |  | 6ES7 134-4GB11-0AB0 | 2AI 4WIRE ST | 2
9 |  | SMS-1 | DRI FEEDING FOR ALL FURNACE | AI MODULE | SIEMENS | 6ES7 331-7KF02-0AB0 | AI8X12bit | 3
|  | SMS-1 | DRI FEEDING FOR ALL FURNACE |  |  | 6ES7 134-4GB01-0AB0 | 2AI 2WIRE ST | 3
|  | SMS-1 | DRI FEEDING FOR ALL FURNACE |  |  | 6ES7 134-4MB02-0AB0 | 2AI 4WIRE HF | 1
10 |  | SMS-1 | EAF-1&2 DRI & LIME CHARGING SYSTEM | AI MODULE | SIEMENS | 6ES7 331-7KF02-0AB0 | AI8X12bit | 5
11 |  | SMS-1 | EAF-3 & 4 DRI & LIME CHARGING SYSTEM | AI MODULE | SIEMENS | 6ES7 331-7KF02-0AB0 | AI8X12bit | 7
12 |  | SMS-1 | LIME FEEDING FOR ALL FURNACE | AI MODULE | SIEMENS
13 |  | SMS-1 | LF-1 LIME CHARGING | AI MODULE | SIEMENS | 6ES7 331-7KF02-0AB0 | AI8X12bit | 1
14 |  | SMS-1 | LF-2 LIME CHARGING | AI MODULE | SIEMENS | 6ES7 331-7KF02-0AB0 | AI8X12bit | 1
15 |  | SMS-1 | LF-3 LIME CHARGING | AI MODULE | SIEMENS | 6ES7 331-7KF02-0AB0 | AI8X12bit | 1
16 |  | SMS-1 | LF-4 LIME CHARGING | AI MODULE | SIEMENS | 6ES7 331-7KF02-0AB0 | AI8X12bit | 1
17 |  | SMS-1 | EAF-1 FES SYSTEM | AI MODULE | SIEMENS | 6ES7 331-7KF02-0AB0 | AI8X12bit | 14
18 |  | SMS-1 | EAF-2 FES SYSTEM | AI MODULE | SIEMENS | 6ES7 331-7KF02-0AB0 | AI8X12bit | 28
19 |  | SMS-1 | EAF-3 FES SYSTEM | AI MODULE | SIEMENS | 6ES7 331-7KF02-0AB0 | AI8X12bit | 28
|  | SMS-1 | EAF-3 FES SYSTEM |  |  | 6ES7 331-1KF02-0AB0 | AI8X13bit | 3
20 |  | SMS-1 | EAF-4 FES SYSTEM | AI MODULE | SIEMENS | 6ES7 331-7KF02-0AB0 | AI8X12bit | 11
|  | SMS-1 | EAF-4 FES SYSTEM |  |  | 6ES7 331-1KF02-0AB0 | AI8X13bit | 3
21 |  | SMS-1 | LRF-5 control | AI MODULE | SIEMENS | 6ES7 134-6GD01-0BAI | AI 4XI 2/4 Wire ST | 12
22 |  | SMS-1 |  | AI MODULE | SIEMENS
23 |  | SMS-1 |  | AI MODULE | SIEMENS
24 |  | SMS-1 | EAF-1 COJET | AI MODULE | SIEMENS | 6ES7 331-7KF02-0AB0 | AI8X12bit | 1
|  | SMS-1 | EAF-1 COJET |  |  | 6ES7 331-7NF10-0AB0 | AI8X16bit | 3
25 |  | SMS-1 | EAF-2 COJET | AI MODULE | SIEMENS | 6ES7 331-7KF02-0AB0 | AI8X12bit | 1
[6 empty] | 6ES7 331-7NF10-0AB1 | AI8X16bit | 3
26 |  | SMS-1 | VD-1 CONTROL | AI MODULE | SIEMENS | 6ES7 331-7KF02-0AB0 | AI8X12bit | 1
1 |  | SMS-1 | EAF 1 control | AO MODULE | SIEMENS | 6ES7 332-5HD01-0AB0 | A04X12bit | 4
[6 empty] | 6ES7 135-4GB00-0AB0 | 2AO I ST | 2
2 |  | SMS-1 | EAF 2 control | AO MODULE | SIEMENS | 6ES7 332-5HD01-0AB0 6ES7 135-4GB00-0AB0 | A04X12bit 2AO I ST | 4 2
3 |  | SMS-1 | EAF 3 control | AO MODULE | SIEMENS | 6ES7 332-5HD01-0AB0 6ES7 135-4GB01-0AB0 | A04X12bit 2AO I ST | 3 7
4 |  | SMS-1 | EAF 4 control | AO MODULE | SIEMENS | 6ES7 332-5HD01-0AB0 6ES7 135-4GB01-0AB0 | A04X12bit 2AO I ST | 3 7
5 |  | SMS-1 | LF 1 control | AO MODULE | SIEMENS | 6ES7 332-5HD01-0AB0 6ES7 135-4GB01-0AB0 | A04X12bit 2AO I ST | 2 2
6 |  | SMS-1 | LF 2 control | AO MODULE | SIEMENS | 6ES7 332-5HD01-0AB0 6ES7 135-4GB01-0AB0 | A04X12bit 2AO I ST | 2 2
7 |  | SMS-1 | LF 3 control | AO MODULE | SIEMENS | 6ES7 332-5HD01-0AB0 6ES7 135-4GB01-0AB0 | A04X12bit 2AO I ST | 2 2
8 |  | SMS-1 | LF 4 control | AO MODULE | SIEMENS | 6ES7 332-5HD01-0AB0 6ES7 135-4GB01-0AB0 | A04X12bit 2AO I ST | 2 2
9 |  | SMS-1 | DRI FEEDING FOR ALL FURNACE | AO MODULE | SIEMENS | 6ES7 135-4GB01-0AB0 | 2AO I ST | 2
10 |  | SMS-1 | EAF-1&2 DRI & LIME CHARGING SYSTEM | AO MODULE | SIEMENS | 6ES7 332-5HD01-0AB0 | A04X12bit | 4
11 |  | SMS-1 | EAF-3 & 4 DRI & LIME CHARGING SYSTEM | AO MODULE | SIEMENS | 6ES7 332-5HD01-0AB0 | A04X12bit | 4
12 |  | SMS-1 | LIME FEEDING FOR ALL FURNACE | AO MODULE | SIEMENS | 6ES7 332-5HD01-0AB0 | A04X12bit | 1
13 |  | SMS-1 | LF-1 LIME CHARGING | AO MODULE | SIEMENS | 6ES7 332-5HD01-0AB0 | A04X12bit | 4
14 |  | SMS-1 | LF-2 LIME CHARGING | AO MODULE | SIEMENS | 6ES7 332-5HD01-0AB0 | A04X12bit | 4
15 |  | SMS-1 | LF-3 LIME CHARGING | AO MODULE | SIEMENS | 6ES7 332-5HD01-0AB0 | A04X12bit | 4
16 |  | SMS-1 | LF-4 LIME CHARGING | AO MODULE | SIEMENS | 6ES7 332-5HD01-0AB0 | A04X12bit | 4
17 |  | SMS-1 | EAF-1 FES SYSTEM | AO MODULE | SIEMENS | 6ES7 332-5HD01-0AB0 | AO4X12bit | 3
18 |  | SMS-1 | EAF-2 FES SYSTEM | AO MODULE | SIEMENS | 6ES7 332-5HD01-0AB0 | AO4X12bit | 5
19 |  | SMS-1 | EAF-3 FES SYSTEM | AO MODULE | SIEMENS | 6ES7 332-5HD01-0AB0 | AO4X12bit | 5
20 |  | SMS-1 | EAF-4 FES SYSTEM | AO MODULE | SIEMENS | 6ES7 332-5HD01-0AB0 | AO4X12bit | 3
21 |  | SMS-1 | LRF-5 control | AO MODULE | SIEMENS | 6ES7 135-6HD00-0BAI | AQ4XU/I ST | 2
22 |  | SMS-1 |  | AO MODULE | SIEMENS
23 |  | SMS-1 |  | AO MODULE | SIEMENS
24 |  | SMS-1 | EAF-1 COJET | AO MODULE | SIEMENS | 6ES7 332-5HD01-0AB0 | A08X12BIT | 2
[6 empty] | 6ES7 332-5HD01-0AB0 | A04X12bit | 1
25 |  | SMS-1 | EAF-2 COJET | AO MODULE | SIEMENS | 6ES7 332-5HD01-0AB0 | A08X12BIT | 2
[6 empty] | 6ES7 332-5HD01-0AB0 | A04X12bit | 1
26 |  | SMS-1 | VD-1 CONTROL | AO MODULE | SIEMENS | 6ES7 332-5HD01-0AB0 | A04X12bit | 4
1 |  | SMS-1 | EAF 1 control | DI MODULE | SIEMENS | 6ES7 321-1BL00-0AA0 | DI32XDC24V | 16
[6 empty] | 6ES7 131-4BD00-0AA0 | 4DI DC24V ST | 10
2 |  | SMS-1 | EAF 2 control | DI MODULE | SIEMENS | 6ES7 321-1BL00-0AA0 | DI32XDC24V | 16
[6 empty] | 6ES7 131-4BD00-0AA0 | 4DI DC24V ST | 10
3 |  | SMS-1 | EAF 3 control | DI MODULE | SIEMENS | 6ES7 321-1BL00-0AA0 | DI32XDC24V | 16
[6 empty] | 6ES7 131-4BD01-0AA0 | 4DI DC24V HF | 24
4 |  | SMS-1 | EAF 4 control | DI MODULE | SIEMENS | 6ES7 321-1BL00-0AA0 | DI32XDC24V | 16
[6 empty] | 6ES7 131-4BD01-0AA0 | 4DI DC24V HF | 27
5 |  | SMS-1 | LF 1 control | DI MODULE | SIEMENS | 6ES7 321-1BL00-0AA0 | DI32XDC24V | 11
[6 empty] | 6ES7 131-4BD01-0AA0 | 4DI DC24V ST | 1
6 |  | SMS-1 | LF 2 control | DI MODULE | SIEMENS | 6ES7 321-1BL00-0AA0 | DI32XDC24V | 11
[6 empty] | 6ES7 131-4BD01-0AA0 | 4DI DC24V ST | 1
7 |  | SMS-1 | LF 3 control | DI MODULE | SIEMENS | 6ES7 321-1BL00-0AA0 | DI32XDC24V | 11
[6 empty] | 6ES7 131-4BD01-0AA0 | 4DI DC24V ST | 1
8 |  | SMS-1 | LF 4 control | DI MODULE | SIEMENS | 6ES7 321-1BL00-0AA0 | DI32XDC24V | 11
[6 empty] | 6ES7 131-4BD01-0AA0 | 4DI DC24V ST | 1
9 |  | SMS-1 | DRI FEEDING FOR ALL FURNACE | DI MODULE | SIEMENS | 6ES7 321-1BL00-0AA0 6ES7 131-4BD01-0AA0 | DI32XDC24V 4DI DC24V ST | 11
10 |  | SMS-1 | EAF-1&2 DRI & LIME CHARGING SYSTEM | DI MODULE | SIEMENS | 6ES7 321-1BL00-0AA0 | DI32XDC24V | 5
11 |  | SMS-1 | EAF-3 & 4 DRI & LIME CHARGING SYSTEM | DI MODULE | SIEMENS | 6ES7 321-1BL00-0AA0 | DI32XDC24V | 11
12 |  | SMS-1 | LIME FEEDING FOR ALL FURNACE | DI MODULE | SIEMENS | 6ES7 321-1BL00-0AA0 | DI32XDC24V | 7
13 |  | SMS-1 | LF-1 LIME CHARGING | DI MODULE | SIEMENS | 6ES7 321-1BL00-0AA0 | DI32XDC24V | 5
14 |  | SMS-1 | LF-2 LIME CHARGING | DI MODULE | SIEMENS | 6ES7 321-1BL00-0AA0 | DI32XDC24V | 8
15 |  | SMS-1 | LF-3 LIME CHARGING | DI MODULE | SIEMENS | 6ES7 321-1BL00-0AA0 | DI32XDC24V | 5
16 |  | SMS-1 | LF-4 LIME CHARGING | DI MODULE | SIEMENS | 6ES7 321-1BL00-0AA0 | DI32XDC24V | 5
17 |  | SMS-1 | EAF-1 FES SYSTEM | DI MODULE | SIEMENS | 6ES7 321-1BL00-0AA0 | DI32XDC24V | 22
18 |  | SMS-1 | EAF-2 FES SYSTEM | DI MODULE | SIEMENS | 6ES7 321-1BL00-0AA0 | DI32XDC24V | 20
19 |  | SMS-1 | EAF-3 FES SYSTEM | DI MODULE | SIEMENS | 6ES7 321-1BL00-0AA0 | DI32XDC24V | 20
20 |  | SMS-1 | EAF-4 FES SYSTEM | DI MODULE | SIEMENS | 6ES7 321-1BL00-0AA0 | DI32XDC24V | 21
21 |  | SMS-1 | LRF-5 control | DI MODULE | SIEMENS | 6ES7 131-6BF01-0BA0 | DI8X24VDC/ST | 37
22 |  | SMS-1 |  | DI MODULE | SIEMENS
23 |  | SMS-1 |  | DI MODULE | SIEMENS
24 |  | SMS-1 | EAF-1 COJET | DI MODULE | SIEMENS | 6ES7 321-1BH02-0AA0 | DI16XDC24V | 1
[6 empty] | 6ES7 321-1BL00-0AA0 | DI32XDC24V | 1
25 |  | SMS-1 | EAF-2 COJET | DI MODULE | SIEMENS | 6ES7 321-1BH02-0AA0 | DI16XDC24V | 1
[6 empty] | 6ES7 321-1BL00-0AA0 | DI32XDC24V | 1
26 |  | SMS-1 | VD-1 CONTROL | DI MODULE | SIEMENS | 6ES7 321-1BL00-0AA0 | DI32XDC24V | 5
1 |  | SMS-1 | EAF 1 control | DO MODULE | SIEMENS | 6ES7 322-1BL00-0AA0 6ES7 132-4BD00-0AA0 | DO32XDC24V/0.5A 4DO DC24V/0.5A ST | 7 4
2 |  | SMS-1 | EAF 2 control | DO MODULE | SIEMENS | 6ES7 322-1BL00-0AA0 6ES7 132-4BD00-0AA0 | DO32XDC24V/0.5A 4DO DC24V/0.5A ST | 7 4
3 |  | SMS-1 | EAF 3 control | DO MODULE | SIEMENS | 6ES7 322-1BL00-0AA0 6ES7 132-4BD02-0AA0 | DO32XDC24V/0.5A 4DO DC24V/0.5A ST | 7 14
4 |  | SMS-1 | EAF 4 control | DO MODULE | SIEMENS | 6ES7 322-1BL00-0AA0 6ES7 132-4BD02-0AA0 | DO32XDC24V/0.5A 4DO DC24V/0.5A ST | 7 15
5 |  | SMS-1 | LF 1 control | DO MODULE | SIEMENS | 6ES7 322-1BL00-0AA0 6ES7 132-4BD01-0AA0 | DO32XDC24V/0.5A 4DO DC24V/0.5A ST | 4 2
6 |  | SMS-1 | LF 2 control | DO MODULE | SIEMENS | 6ES7 322-1BL00-0AA0 6ES7 132-4BD01-0AA0 | DO32XDC24V/0.5A 4DO DC24V/0.5A ST | 4 2
7 |  | SMS-1 | LF 3 control | DO MODULE | SIEMENS | 6ES7 322-1BL00-0AA0 6ES7 132-4BD01-0AA0 | DO32XDC24V/0.5A 4DO DC24V/0.5A ST | 4 2
8 |  | SMS-1 | LF 4 control | DO MODULE | SIEMENS | 6ES7 322-1BL00-0AA0 6ES7 132-4BD01-0AA0 | DO32XDC24V/0.5A 4DO DC24V/0.5A ST | 4 2
9 |  | SMS-1 | DRI FEEDING FOR ALL FURNACE | DO MODULE | SIEMENS | 6ES7 322-1BL00-0AA0 6ES7 132-4BD01-0AA0 | DO32XDC24V/0.5A 4DO DC24V/0.5A ST | 8 4
10 |  | SMS-1 | EAF-1&2 DRI & LIME CHARGING SYSTEM | DO MODULE | SIEMENS | 6ES7 322-1BL00-0AA0 | DO32XDC24V/0.5A | 2
11 |  | SMS-1 | EAF-3 & 4 DRI & LIME CHARGING SYSTEM | DO MODULE | SIEMENS | 6ES7 322-1BL00-0AA0 | DO32XDC24V/0.5A | 8
12 |  | SMS-1 | LIME FEEDING FOR ALL FURNACE | DO MODULE | SIEMENS | 6ES7 322-1BL00-0AA0 | DO32XDC24V/0.5A | 3
13 |  | SMS-1 | LF-1 LIME CHARGING | DO MODULE | SIEMENS | 6ES7 322-1BL00-0AA0 | DO32XDC24V/0.5A | 2
14 |  | SMS-1 | LF-2 LIME CHARGING | DO MODULE | SIEMENS | 6ES7 322-1BL00-0AA0 | DO32XDC24V/0.5A | 3
15 |  | SMS-1 | LF-3 LIME CHARGING | DO MODULE | SIEMENS | 6ES7 322-1BL00-0AA0 | DO32XDC24V/0.5A | 2
16 |  | SMS-1 | LF-4 LIME CHARGING | DO MODULE | SIEMENS | 6ES7 322-1BL00-0AA0 | DO32XDC24V/0.5A | 2
17 |  | SMS-1 | EAF-1 FES SYSTEM | DO MODULE | SIEMENS | 6ES7 322-1BL00-0AA0 | DO32XDC24V/0.5A | 13
18 |  | SMS-1 | EAF-2 FES SYSTEM | DO MODULE | SIEMENS | 6ES7 322-1BL00-0AA0 | DO32XDC24V/0.5A | 17
19 |  | SMS-1 | EAF-3 FES SYSTEM | DO MODULE | SIEMENS | 6ES7 322-1BL00-0AA0 | DO32XDC24V/0.5A | 16
20 |  | SMS-1 | EAF-4 FES SYSTEM | DO MODULE | SIEMENS | 6ES7 322-1BL00-0AA0 | DO32XDC24V/0.5A | 11
21 |  | SMS-1 | LRF-5 control | DO MODULE | SIEMENS | 6ES7 132-6BF01-0BA0 | DQ8X24VDC/0.5ST_1 | 17
22 |  | SMS-1 |  | DO MODULE | SIEMENS
23 |  | SMS-1 |  | DO MODULE | SIEMENS
24 |  | SMS-1 | EAF-1 COJET | DO MODULE | SIEMENS | 6ES7 322-1BH01-0AA0 | DO16XDC24V/0.5A | 2
25 |  | SMS-1 | EAF-2 COJET | DO MODULE | SIEMENS | 6ES7 322-1BH01-0AA0 | DO16XDC24V/0.5A | 2
26 |  | SMS-1 | VD-1 CONTROL | DO MODULE | SIEMENS | 6ES7 322-1BL00-0AA0 | DO32XDC24V/0.5A | 5
1 | #N/A | CSP CASTER |  | CENTRAL PROCESSING UNIT(CPU) | NF | NF | #N/A | NF | 1PACKET
2 | #N/A | CSP CASTER |  | CENTRAL PROCESSING UNIT(CPU) | NF | NF | #N/A | NF | 1
3 | #N/A | CSP CASTER |  | COMMUNICATION PROCESSOR(CP) | NF | NF | #N/A | NF | 1
4 | #N/A | CSP CASTER |  | INTERFACE MODULES | NF | NF | #N/A | NF | 1
5 | 2200217794 | CSP CASTER |  | INTERFACE MODULES | SIEMENS | 6ES7416-2FN05-0AB0 - SIEMENS | CPU, 41GF-2, 6ES7416-2FN05-0AB0, S7-400 | 1 | 1
6 | 2200017315 | CSP CASTER |  | DIGITAL OUTPUT MODULES | SIEMENS | BATTERY,LITHIUM,3.6V,1.6AH,6ES7971-0BA00 | BATT,LI,3.6V,1.9AH | 46 | 10(NEW)
7 | #N/A | CSP CASTER |  | DIGITAL OUTPUT MODULES | NF | LB352-1 / LB 452 | #N/A | 2 | #N/A
8 | #N/A | CSP CASTER |  | DIGITAL OUTPUT MODULES | SIEMENS | 6ES7407-0RA01-0AA0 - SIEMENS | #N/A | 2 | 2
9 | 2200153590 | CSP CASTER |  | FAIL SAFE MODULES ( ANALOG ) | NF | 6ES7416-3XL04-0AB0 - SIEMENS | #N/A | 2 | #N/A
10 | #N/A | CSP CASTER |  | FAIL SAFE MODULES ( DIGITAL I/P ) | SIEMENS | 6ES7416-2FK04-0AB0 - SIEMENS | #N/A | 1 | 1
11 | #N/A | CSP CASTER |  | FAIL SAFE MODULES ( DIGITAL I/P ) | SIEMENS | 6ES7450-1AP00-0AE0 - SIEMENS | #N/A | 10 | 2
12 | 2200224666 | CSP CASTER |  | WEIGHT MODULES | BERTHOLD TECHNOLOGIES | CABLE, CONNECTION,FOR LB-6739 MAKE: BERTHOLD TECHNOLOGIES | CABLE, CONNECTION,FOR LB-6739 | 2 | 2
13 | #N/A | CSP CASTER |  | POWER SUPPLY | NF | LSF10 | #N/A | 8 | #N/A
14 | 8100012938 | CSP CASTER |  | POWER SUPPLY | NF | CARD, MEMORY, S7-400 ,6ES7952-1AM00-0AA0 | CARD,MEMORY,4MB,6ES7952-1AM00-0AA0,SIE | NF | 2(NEW)
15 | 2200078756 | CSP CASTER |  | POWER SUPPLY | NF | CARD, MEMORY, SIMATIC,6ES7952-1KM00-0AA0 | MERY CRD,DGTL,SD;4MB;6ES7952-1KM00-0AA0 | NF | 8(NEW)
16 | #N/A | CSP CASTER |  | POWER SUPPLY | NF | __ | #N/A | NF | 1
17 | 2200094143 | CSP CASTER |  | SEPARATOR MODULES | SIEMENS | 6ES7321-1BL00-0AA0 - SIEMENS | MODULE,DIGITAL,I/P;6ES7321-1BL00-0AA0 | 114 | 1
18 | 2200029844 | CSP CASTER |  | POWER SUPPLY | SIEMENS | 6ES7322-1BL00-0AA0 - SIEMENS | MDULE,O/P,DGTL;24 V DC;32;40 DEGC;IP 20 | 40 | 1
19 | 2200133408 /2200085955 | CSP CASTER |  | SSI MODULES | NF | 6ES7416-3XR05-0AB0 - SIEMENS | MDULE,CPU,6ES7416-2XN05-0AB0,SMNS / MODULE | 2 | 1
20 | 2200013060 | CSP CASTER |  | INTERFACE MODULES | SIEMENS | 6ES7331-7KF02-0AB0 - SIEMENS | MDULE,I/P,ANL,8,6ES7331-7KF02-0AB0,SMNS | 52 | 1
21 | #N/A | CSP CASTER |  | ANALOG OUT PUT MODULES | SIEMENS | 6GK7443-1EX11-0XE0 -SIEMENS | #N/A | 2 | 1
22 | 2200028289 | CSP CASTER |  | POWER MODULES | NF | 6ES7407-0RA02-0AA0 - SIEMENS | PWR SPPLY,SWH MODE,110-230VAC;5VDC;1.4A | 2 | 3+1(NEW)
23 | 2200024634 | CSP CASTER |  | INTERFACE MODULES | NF | 6GK7443-5DX04-0XE0 -SIEMENS | CP 443-5,6GK7443-5DX04-0XE0,PLC | 10 | 1+2(NEW)
24 | 2200224190 | CSP CASTER |  | INTERFACE MODULES | BERTHOLD TECHNOLOGIES | BOARD, HIGH VOLTAGE FOR LB 6739 MAKE: BERTHOLD TECHNOLOGIES | BOARD, HIGH VOLTAGE FOR LB 6739 | 2 | 1(NEW)+1(OLD)
25 | #N/A | CSP CASTER |  | INTERFACE MODULES | NF | 6SE7031-7HG84-1JA1 | #N/A | 4 | 1
26 | 2200088624 | CSP CASTER |  | ELECTRONIC MODULES |  | GAUGE,LEVEL, MOULD-LB 452 MAKE: BERTHOLD TECHNOLOGIES | CNTRLR,0-100%;4-20MA,LB 452 CASTXPERT | 2 | 0
27 | 2200088273 | CSP CASTER |  | ELECTRONIC MODULES | SIEMENS | 6ES7450-1AP010-0AE0 - SIEMENS | #N/A | 10 | 3(NEW)+5(OLD)
28 | 2200183510 | CSP CASTER |  | ELECTRONIC MODULES | SIEMENS | MDULE,CPU,24V DC;PROFIBUS DP;16MB;64MB | MDULE,CPU,24V DC;PROFIBUS DP;16MB;64MB | NF | 3(NEW)+1(OLD)
29 | 2200211813 | CSP CASTER |  | ELECTRONIC MODULES | SIEMENS | CPU 416F-2,6ES7416-2FP07-0AB0,SIEMENS | CPU 416F-2,6ES7416-2FP07-0AB0,SIEMENS | NF | 2(NEW)
30 | 2200094984 | CSP CASTER |  | ELECTRONIC MODULES | SIEMENS | PROCESSOR,COMM,6GK74431EX300XE0 | CARD,COMM-PROCSR;6GK74431EX300XE0,F.PLC | NF | 2(NEW)+2(OLD)
31 | 2200024119 | CSP CASTER |  | ELECTRONIC MODULES | SIEMENS | 6GK7343-1EX30-0XE0 -SIEMENS | PROCSSR CONNTNG,P/N:6GK7343-1EX30-0XE0 | 1 | 1(NEW)
32 | 2200078291 | CSP CASTER |  | PROFIBUS CONNECTOR (SINGLE SIDED) |  | 6ES7400-1TA01-0AA0 - SIEMENS | PLC CENTRAL RACK,6ES7400-1TA01-0AA0 | 5 | 1(NEW)+2(OLD)
33 | 2200086992 | CSP CASTER |  | PROFIBUS CONNECTOR (DOUBLE SIDED) | SIEMENS | 6FC5247-0AA00-0AA3 - SIEMENS | MODULE,MEMORY,PCMCIA,6FC52470AA110AA3,NC | 1 | 1(OLD) +1(NEW)
34 | 2200029827 | CSP CASTER |  | TERMINAL MODULES | SIEMENS | 6ES7321-1BL00-0AA0 - SIEMENS | DGTL I/P,P/N:6ES7321-1BL00-0AA0,SIEMENS | 114 | 10
35 | 2200032270 | CSP CASTER |  | DIGITAL OUTPUT MODULES | SIEMENS | 6ES7321-1BH02-0AA0 - SIEMENS | MDULE,I/P,16,6ES7321-1BH02-0AA0,SMNS | 3 | 1
36 | 2200029844 | CSP CASTER |  | TOUCH PANEL | SIEMENS | 6ES7322-1BL00-0AA0 - SIEMENS | MDULE,O/P,DGTL;24 V DC;32;40 DEGC;IP 20 | 40 | 1
37 | 2200133303 | CSP CASTER |  | OUTPUT INTERFACE MODULES | SIEMENS | 6ES7326-2BF01-0AB0 - SIEMENS | MDULE,O/P,DGTL ,6ES7326-2BF41-0AB0,SMNS | 22 | 2
38 | 2100195882 | CSP CASTER |  | OUTPUT INTERFACE MODULES | SIEMENS | 6ES7158-0AD01-0XA0 - SIEMENS | CPLR,P/N:6ES7 158 0AD01 0XA0,SIEMENS | 2 | 1
39 | 2200024617 | CSP CASTER |  | POWER SUPPLY | SIEMENS | 6ES7315-2AG10-0AB0 - SIEMENS | MDULE,CPU,6ES7315-2AG10-0AB0,SMNS | 2 | 0
40 | 2200220055 | CSP CASTER |  | POWER SUPPLY | SIEMENS | 6ES7315-6FF01-0AB0 - SIEMENS | CPU, 315F-2 DP,6ES73156FF040AB0 | 2 | 3
41 | 2200080884 | CSP CASTER |  | BERTHOLD JB | SIEMENS | 6GK7343-1EX11-0XE0 -SIEMENS |  | 1
42 | 2200012977 | CSP CASTER |  | PHOTO MULTIPLIER TUBE WITH CRYSTAL | SIEMENS | 6ES7360-3AA01-0AA0 - SIEMENS | MDULE,IFC,6ES7360-3AA01-0AA0;SMNS | 2 | 1
43 | 2200059774 | CSP CASTER |  | POWER MODULES | SIEMENS | 6ES7361-3CA01-0AA0 - SIEMENS | MDULE,IFC,24 VDC,6ES7361-3CA01-0AA0 | 3
44 | 2200021435 | CSP CASTER |  | POWER MODULES | SIEMENS | 6ES7322-1BF01-0AA0 - SIEMENS | MDULE,O/P,8 NOS,6ES7322-1BF01-0AA0,SMNS | 65 | 8
45 | 2200059733 | CSP CASTER |  | POWER MODULES | SIEMENS | 6ES7322-1BH01-0AA0 - SIEMENS | MDULE,O/P,DGTL,24VDC,16NOS,IP20 | 1 | 1
46 | 2200022907 | CSP CASTER |  | POWER MODULES | SIEMENS | 6ES7322-1HF10-0AA0 - SIEMENS | MDULE,O/P,DGTL,230 VAC,8 NOS,SMNS | 20 | 5
47 | 2200213731 | CSP CASTER |  | POWER MODULES | SIEMENS | 6ES7336-1HE00-0AB0 - SIEMENS | MDULE,I/P,6ES7336-1HE00-0AB0,24VDC,6NO | 8 | 2 (OLD)
48 | 2200214927 | CSP CASTER |  | POWER MODULES | SIEMENS | 6ES7326-2BF02-0AB0 - SIEMENS | POWER SUPPLY UNIT, 6ES73261BK020AB0 | 2 | 3
49 | 2200246708 | CSP CASTER |  | COMMUNICATION PROCESSOR(CP) | SIEMENS | 6ES7326-1BK01-0AB0 - SIEMENS | DI MODULE, 6ES7326-1BK01-0AB0 - SIEMENS | 10 | 5
50 | 2200171527 | CSP CASTER |  | COMMUNICATION PROCESSOR(CP) | SIEMENS | 7MH4950-1AA01- SIEMENS | MDULE,ANALOGUE;24VDC ;7MH4950-1AA01;SMNS | 4 | 2
51 | 2200028290 | CSP CASTER |  | HMI SERVER BHUCA1WCC1 | SIEMENS | 6EP1334-3BA00 - SIEMENS | PWR SPPLY,SWH MODE,110-230VAC;24VDC;5A | 4 | 1
52 | 2200037638 | CSP CASTER |  | ENGINEERING SERVER BHUCA1TDC1 | SIEMENS | 6EP1336-2BA00 - SIEMENS | PWR SPPLY,SWH MODE,230 VAC;24 VDC;20 A | 2 | 0
53 | 2200036651 | CSP CASTER |  | HMI CLIENT | SIEMENS | 6EP1436-3BA00 - SIEMENS | PWR SPLY,P/N: 6EP1436-3BA00,415VAC,24VDC | 18 | 0
54 | 2200064074 | CSP CASTER |  | DIGITAL INPUT MODULES | SIEMENS | 6EP1437-3BA00 - SIEMENS | PWR SPPLY,SITOP MODULAR,400-500V,24VDC | 66 | 12
55 | 2200217031 | CSP CASTER |  | DIGITAL INPUT MODULES | SIEMENS | 6ES7195-7KF00-0XA0 - SIEMENS | PROTACTOR,SAFTY,6ES7195-7KF00-0XA0 | 11 | 5
56 |  | CSP CASTER |  | DIGITAL INPUT MODULES | SIEMENS | SITOR PSU100S 24V/20A,6EP1336-2BA10 | SITOR PSU100S 24V/20A,6EP1336-2BA10 | 2
57 | 2200031343 | CSP CASTER |  | DIGITAL INPUT MODULES | SIEMENS | 6ES7338-4BC01-0AB0 - SIEMENS | MDULE,I/P,ANL,6ES7338-4BC01- 0AB0,SMNS | NF | 5(NEW)
58 | 2200012976 | CSP CASTER |  | DIGITAL INPUT MODULES | SIEMENS | 6ES7153-1AA03-0XB0 - SIEMENS | MDL,IFC,6ES7153-1AA03-0XB0;SMNS | 53 | 4+1
59 | 2200045659 | CSP CASTER |  | DIGITAL OUTPUT MODULES | SIEMENS | 6ES7332-5HD01-0AB0 - SIEMENS | MDULE,O/P,ANL,4,6ES7332-5HD01-0AB0,SMNS | 39 | 3
60 | 2200050830 | CSP CASTER |  | DIGITAL OUTPUT MODULES | SIEMENS | 6ES7138-4CA01-0AA0 - SIEMENS | POWER MODULE PM-E 24 VDC WITH DIAGNOSIS | 32 | 4
61 | 2200069246 | CSP CASTER |  | ANALOG INPUT MODULES | SIEMENS | 6ES7151-1AA04-0AB0 - SIEMENS | MDL,IFC,6ES7151-1AA04-0AB0;SMNS | 11 | 2
62 | 2200012968 | CSP CASTER |  | ANALOG INPUT MODULES | SIEMENS | 6ES7151-1AA05-0AB0 - SIEMENS | MDL,IFC,24VDC,6ES7151-1AA05-0AB0;SMNS | 3 | 0
63 | 2200082517 | CSP CASTER |  | ANALOG INPUT MODULES | SIEMENS | 6ES7151-1BA02-0AB0 - SIEMENS | 6ES7151-1BA02-0AB0 - SIEMENS | 1 | 2
64 | 2200029828 | CSP CASTER |  | ANALOG INPUT MODULES | SIEMENS | 6ES7131-4BD01-0AA0 - SIEMENS | MDULE,I/P,DGTL,4,6ES7131-4BD01-0AA0 | 92 | 15
65 |  | CSP CASTER |  | ANALOG OUT PUT MODULES | SIEMENS | 6ES7132-4BD01-0AA0 - SIEMENS | 6ES7132-4BD01-0AA0 - SIEMENS | 41 | 10
66 | 2200069108 | CSP CASTER |  | FAIL SAFE MODULES ( DIGITAL I/P ) | SIEMENS | 6ES7132-4BD02-0AA0 - SIEMENS | MDULE,O/P,DGTL,6ES7132-4BD02-0AA0,SMNS | 9 | 5
67 | 2200069249 | CSP CASTER |  | FAIL SAFE MODULES ( DIGITAL O/P ) | SIEMENS | 6ES7134-4FB01-0AB0 - SIEMENS | MDULE,I/P,6ES7134-4FB01-0AB0,IP20 | 14 | 3
68 | 2200216328 | CSP CASTER |  | WEIGHT MODULES | SIEMENS | 6ES7134-4FB52-0AB0 - SIEMENS | MODULE, 6ES7134-4FB52-0AB0,2AIUHS | 3 | 0
69 | 2200214913 | CSP CASTER |  | POWER SUPPLY | SIEMENS | 6ES7134-4GB62-0AB0 - SIEMENS | MODULE,ET200S, EL-MOD,6ES7134-4GB62-0AB0 | 9 | 6
70 | 2200225021 | CSP CASTER |  | POWER SUPPLY | SIEMENS | 6ES7972-0BA41-0XA0 - SIEMENS | CONNECTOR,BUS, 6ES7972-0BA41-0XA0 | 5 | 1
71 | 2200009066 | CSP CASTER |  | ELECTRICAL MODULES | SIEMENS | 6ES7972-0BB41-0XA0 - SIEMENS | ADPTR,COMCN,9,S,6ES7972-0BB41-0XA0 | 101 | 3
72 | 2200033361 | CSP CASTER |  | ELECTRICAL MODULES | SIEMENS | 6ES7193-4CC30-0AA0 - SIEMENS | TRMNL MDULE;6ES7193-4CC30-0AA0;SMNS | 68 | 10(NEW)
73 | 2200218559 | CSP CASTER |  | ELECTRICAL MODULES | SIEMENS | 6ES7132-4BD31-0AA0 | OUTPUT MODULE,DIGITAL,6ES7132-4BD31-0AA0 | 10 | 5
74 | 2200186081 | CSP CASTER |  | FRONT CONNECTOR |  | TP177A 6",6AV6642-0AA11-0AX1/ 6AV3607-IJC20-0AX1- SIEMENS | DSPLY,LCD;24 V DC;5.7 IN;TOUCH | 1 | 2
75 | #N/A | CSP CASTER |  | PROFIBUS CONNECTOR | SIEMENS | 3TX7002-1AB00 - SIEMENS | #N/A | 89 | 0
76 | 2200213800 | CSP CASTER |  | PROFIBUS CONNECTOR | SIEMENS | 3TX7002-1BB00 - SIEMENS | RLY,CTRL,O/P CPLR,6A,24VDC,24VAC/DC | 89 | 1
77 | 2200224721 | CSP CASTER |  | PROFIBUS DP COUPLER | PHOENIX | PWR SPPLY,SWH MODE,0.28KW,230VAC,24VDC,2 |  | NF | 3
78 | #N/A | CSP CASTER |  | REGENERATIVE FEEDBACK MODULES | PHOENIX | POWER SUPPLY,QUINT,PS-3AC,24VDC,40A | #N/A | 30 | 7(NEW)
79 | #N/A | CSP CASTER |  | TOUCH PANEL |  | SCINTILLATION COUNTER JB(INTERNAL+) | #N/A | NF | 4
80 | 2200243856 | CSP CASTER |  | TCS IPC 1 HMO |  | PHOTO MULTIPLIER TUBE WITH CRYSTAL ASSY. |  | 2
81 | 2200069172 | CSP CASTER |  | TCS IPC 2 HSA |  | 6ES7138-4CA01-0AA0 - SIEMENS | MDL,PS,6ES7138-4CA01-0AA0,24VDC | 32 | #N/A
82 | 2200215741 | CSP CASTER |  | SCINTILLATION COUNTER | SIEMENS | 6ES7138-4CA01-0AA0 - SIEMENS | TERMINAL MODULE, 6ES7138-4CA01-0AA0 | 32 | #N/A
83 | 2200224387 | CSP CASTER |  | CENTRAL PROCESSING UNIT(CPU) | SIEMENS | 6SN1123-1AA00-0BA1 - SIEMENS | SIMODRIVE,611, 6SN1123-1AA00-0BA1 | 1 | #N/A
84 | 2200224357 | CSP CASTER |  | POWER SUPPLY | SIEMENS | 6SN1123-1AA00-0BA1 - SIEMENS | SIMODRIVE,611, 6SN1123-1AA00-0BA1,1 AXIS | 1 | 1
85 | 2200033927 | CSP CASTER |  | POWER SUPPLY | SIEMENS | 6SN1123-1AA00-0EA1- SIEMENS | MODULE,CONTROL,DRIVE,TYPE: 611 LT,160A,P | 1 | #N/A
86 | 2200093850 | CSP CASTER |  | CPU MODULE | SIEMENS | 6SN1123-1AB00-0BA1 - SIEMENS | SIMODRIVE,611-D,6 SN 1123-1AB00-0BA0/1/2 | 1 | 1
87 | #N/A | CSP CASTER |  | CP | SIEMENS | 6GK7443-1EX20-0XE0 -SIEMENS | #N/A | 2 | #N/A
88 | 2200053304 | CSP CASTER |  | POWER SUPPLY | SIEMENS | 6GK7443-1EX20-0XE0 -SIEMENS | MDULE,IFC,24 VDC ,6GK 7443-1EX20-0XE0 | 2 | #N/A
89 | #N/A | CSP CASTER |  | DIGITAL OUTPUT MODULES | SIEMENS | FUJITSU SIEMENS PRIMERGY TX300 S4 | #N/A | 2 | #N/A
90 | 8100055433 | CSP CASTER |  | BREAKOUT PREDICTION SYSTEM,CSP CASTER | HP | HP ( Model: HP G5 SERVER) S/N- INI72906BJ | COMPUTER, (CPU+MONITOR) | 2 | #N/A
91 | 8100055433 | CSP CASTER |  | ANALOG INPUT MODULES | FUJITSU | FUJITSU SIEMENS CELSIUS M460 | COMPUTER, (CPU+MONITOR) | 8 | #N/A
92 | 2200094143 | CSP CASTER |  | ANALOG INPUT MODULES | SIEMENS | 6ES7321-1BL00-0AA0 - SIEMENS | MODULE,DIGITAL,I/P;6ES7321-1BL00-0AA0 | 114 | #N/A
93 | 2200010185 | CSP CASTER |  | DIGITAL OUTPUT MODULES | SIEMENS | 6ES7321-1BL00-0AA0 - SIEMENS | MDULE,I/P,DGTL,24VDC,32NOS,IP20 | 114 | #N/A
94 | #N/A | CSP CASTER |  | CENTRAL PROCESSING UNIT(CPU) | SIEMENS | 6ES7321-1BL00-0AA0 - SIEMENS | #N/A | 114 | #N/A
95 | #N/A | CSP CASTER |  | COUNTER MODULES | SIEMENS | 6ES7321-1BH02-0AA0 - SIEMENS | #N/A | 3 | #N/A
96 | 2200032270 | CSP CASTER |  | UPS | SIEMENS | 6ES7321-1BH02-0AA0 - SIEMENS | MDULE,I/P,16,6ES7321-1BH02-0AA0,SMNS | 3 | #N/A
97 | 2200032587 | CSP CASTER |  | POWER SUPPLY | SIEMENS | 6ES7322-1BH01-0AA0 - SIEMENS | MDULE,O/P,DGTL;24 VDC;6ES7322-1BH01-0AA0 | 1 | #N/A
98 | 2200217945 | CSP CASTER |  | POWER SUPPLY | SIEMENS | 6ES7322-1BL00-0AA0 - SIEMENS | PLC MODULE,S7 300,6ES7322-1BL00-0AA0 | 40 | #N/A
99 | 2200051787 | CSP CASTER |  | ANALOG INPUT MODULES | SIEMENS | 6ES7331-7KB02-0AB0 - SIEMENS | ANL I/P MDLMAN,P/N:6ES7 331-7KB02-0AB0 | 2 | #N/A
100 | 2200085979 | CSP CASTER |  | DIGITAL OUTPUT MODULES | SIEMENS | 6ES7331-7KF01-0AB0 - SIEMENS | MDULE,I/P,ANL I/P;24 VDC;8 NOS;SMNS | 8 | #N/A
101 | 2200018935 | CSP CASTER |  |  | SIEMENS | 6ES7331-7KF02-0AB0 - SIEMENS | I/P CRD,P/N:6ES73317KF020AB0,SIEMENS | 52 | #N/A
102 | 2200013060 | CSP CASTER |  |  | SIEMENS | 6ES7331-7KF02-0AB0 - SIEMENS | MDULE,I/P,ANL,8,6ES7331-7KF02-0AB0,SMNS | 52 | NA
103 | 2200039907 | CSP CASTER |  |  | SIEMENS | 6ES7332-5HD01-0AB0 - SIEMENS | O/P CRD,P/N:6ES73325HD010AB0,,SIEMENS | 39 | NA
104 | 2200215784 | CSP CASTER |  |  | SIEMENS | 6ES7326-1BK00-0AB0 - SIEMENS | MODULE,DIGITAL INPUT, 6ES7326-1BK00-0AB | 10 | NA
105 | 2200246706 | CSP CASTER |  |  | SIEMENS | 6ES7326-2BF01-0AB0 - SIEMENS | #N/A | 22 | NA
106 | #N/A | CSP CASTER |  |  | SIEMENS | 7MH4601-1AA01 - SIEMENS | #N/A | 4 | NA
107 | 2200246707 | CSP CASTER |  |  | SIEMENS | 6EP1436-3BA10 - SIEMENS | #N/A | 1 | NA
108 | #N/A | CSP CASTER |  |  | SIEMENS | 6EP1436-3BA10 - SIEMENS | #N/A | 1 | NA
109 | 2200216920 | CSP CASTER |  |  | SIEMENS | 6FC5111-0CA01-0AA0 - SIEMENS | COMPACT,CNC DMP,6FC5111-0CA01-0AA0 | 1 | NA
110 | 2200224268 | CSP CASTER |  |  | SIEMENS | 6FC5111-0CA02-0AA2 - SIEMENS | COMPACT,CNC DMP,6FC5111-0CA02-0AA2 | 1 | NA
111 | 2200224269 | CSP CASTER |  |  | SIEMENS | 6FC5211-0AA00-0AA0 - SIEMENS | BLOCK,TERMINAL,NCU,6FC5211-0AA00-0AA0 | 1 | NA
112 | 2200219031 | CSP CASTER |  |  | SIEMENS | 6ES7392-1AJ00-0AA0 - SIEMENS | PLUG,PLC DEVICE, 6ES7392-1AJ00-0AA0 | 7 | NA
113 | 2200052025 | CSP CASTER |  |  | SIEMENS | 6ES7972-0BA12-0XA0 - SIEMENS | DP BUS CNCTR,P/N:0BA12-0XAO | 36 | NA
114 | 2200009064 | CSP CASTER |  |  | SIEMENS | 6ES7972-0BB12-0XA0 - SIEMENS | ADPTR,COMCN,9,S,6ES7 972-0BB12-0XA0 | 36 | NA
115 | #N/A | CSP CASTER |  |  | SIEMENS | 6ES7158-0AD01-0XA0 - SIEMENS | #N/A | 2 | NA
116 | 2200141533 | CSP CASTER |  |  | SIEMENS | 6SN1145-1BA02-0CA1 - SIEMENS | DRIVE,CNVRTR,AC TO DC,36/47KW,600VDC,66A | 1 | NA
117 | #N/A | CSP CASTER |  |  | SIEMENS | 6AV3607-IJC20-0AX1 - SIEMENS | #N/A | 1 | NA
118 | 8100055125 | CSP CASTER |  |  | NF | INDUSTRIAL PC 4 HE,14SLOT OF TCS SYS.IPC | INDUSTRIAL PC 4 HE,14SLOT OF TCS SYS.IPC | 2 | NA
119 | 8100055125 | CSP CASTER |  |  | NF | INDUSTRIAL PC 4 HE,14SLOT OF TCS SYS.IPC | INDUSTRIAL PC 4 HE,14SLOT OF TCS SYS.IPC | 2 | NA
120 | 2200113864 | CSP CASTER |  |  | NF | SCINTILLATION COUNTER | SCINTILLATION COUNTR;48452-11;LB 6739 | 2 | NA
121 | 2200220767 | CSP CASTER |  |  | SIEMENS | CPU, 315-2 DP,6ES7315-2AH14-0AB0,S7-300 | CPU, 315-2 DP,6ES7315-2AH14-0AB0,S7-300 | NF | NA
122 | #N/A | CSP CASTER |  |  | NF | POWER SUPPLY,450W,S26113-E483-V50R | #N/A | 2 | NA
123 | #N/A | CSP CASTER |  |  | NF | POWER SUPPLY,DPU 230 | #N/A | 4 | NA
124 | #N/A | CSP CASTER |  |  | NF | MODULE,CPU,6ES7315-2AF03-0AB0 | #N/A | 2 | NA
125 | #N/A | CSP CASTER |  |  | NF | PROCESSOR, COMM, CP 1613 CARD | #N/A | 4 | NA
126 | #N/A | CSP CASTER |  |  | NF | POWER SUPPLY, FSP400-60PFN,100-240VAC | #N/A | NF | NA
127 | 2200046491 | CSP CASTER |  |  | NF | SM322,6ES7322-5HF00-0AB0 | MDULE,O/P,DGTL,230 VAC,6ES7322-5HF00-0AB | 5 | NA
128 | 9100066083 | CSP CASTER |  |  | NF | BREAKOUT PREDICTION SYSTEM,CSP CASTER | MEX-10678510;MOULD EXPERT SLAB CASTR | NF | NA
129 | 2200018935 | CSP CASTER |  |  | NF | 6ES7331-7KF02-0AB0 | I/P CRD,P/N:6ES73317KF020AB0,SIEMENS | 52 | NA
130 | 2200013060 | CSP CASTER |  |  | SIEMENS | 6ES7331-7KF02-0AB0 | MDULE,I/P,ANL,8,6ES7331-7KF02-0AB0,SMNS | 52 | NA
131 | #N/A | CSP CASTER |  |  | SIEMENS | 6ES7326-2BF01-0AB0 | #N/A | 18 | NA
132 | #N/A | CSP CASTER |  |  | NF | 6ES7315-6FF01-0AB0 | #N/A | 2 | NA
133 | #N/A | CSP CASTER |  |  | SIEMENS | 6ES7350-2AH00-0AE0 | #N/A | 1 | NA
134 | 9100108835 | CSP CASTER |  |  | NF | NF | PWR SPPLY,UNITERRUPTED,2 X 80KVA,415VAC | NF | NA
135 | 2200229653 | CSP CASTER |  |  | NF | NF | PWR SPPLY,SWH MODE,DC REDUNDANCY,960W | NF | NA
136 | 2200174289 | CSP CASTER |  |  | NF | NF | PWR SPPLY,SWH MODE,AC TO DC;GREN LED | NF | NA
137 | #N/A | CSP CASTER |  |  | NF | 6ES7331-7KF01-0AB0 | #N/A | 8 | NA
138 |  | CSP CASTER |  |  | SIEMENS | 6ES7132-4BD32-0AA0 - SIEMENS | MDULE,O/P,DGTL;24 V DC;32;40 DEGC;IP 20 |  | 5
1 |  | DRI 1&2 |  | PROCESSOR | SCHNEIDER | BMEH586040
2 |  | DRI 1&2 |  | POWER SUPPLY | SCHNEIDER | BMXCPS4002 |  | 2 | 1
3 |  | DRI 1&2 |  | BACK PLANE-CPU | SCHNEIDER | BMEXE0602 |  | 56 | 7
4 |  | DRI 1&2 |  | BACK PLANE-DROP | SCHNEIDER | BMEXBP1002 |  | 2 | 0
5 |  | DRI 1&2 |  | NOC | SCHNEIDER | BMENOC0301 |  | 26 | 3
6 |  | DRI 1&2 |  | ETHERNET HOT STANDBY LINK | SCHNEIDER | 490NAC0100 |  | 4 | 2
7 |  | DRI 1&2 |  | CRA | SCHNEIDER | BMXCRA31210 |  | 2 | 0
8 |  | DRI 1&2 |  | Digital input module | SCHNEIDER | BMXDDI3202K |  | 15 | 1
9 |  | DRI 1&2 |  | Digital output module | SCHNEIDER | BMXDDO3202K |  | 91 | 10
10 |  | DRI 1&2 |  | Analog input module | SCHNEIDER | BMXAMI0810 |  | 23 | 4
11 |  | DRI 1&2 |  | Analog output module | SCHNEIDER | BMXAMO0802 |  | 39 | 5
12 |  | DRI 1&2 |  | RTD module | SCHNEIDER | BMXART0814 |  | 22 | 4
13 |  | DRI 1&2 |  | Rack extension module | SCHNEIDER | BMXXBE2005 |  | 11 | 1
14 |  | DRI 1&2 |  | NRP- CONVERTER | SCHNEIDER | BMXNRP0200 |  | 26 | 5
15 |  | DRI 1&2 |  | 20 pin Connector(Wiring) | SCHNEIDER | BMXFTB2010 |  | 4 | 1
16 |  | DRI 1&2 |  | 28 pin Connector(wiring) | SCHNEIDER | BMXFTB2820 |  | 22 | 3
17 |  | DRI 1&2 |  | Redundancy module(power supply) | SCHNEIDER | ABL8RED24400 |  | 39 | 5
18 |  | DRI 1&2 |  | Uuniversal power supply-SMPS | SCHNEIDER | ABL8RPS24100 |  | 14 | 9
19 |  | DRI 1&2 |  | Ethernet switch | D-LINK | DES-1024D |  | 28 | 15
1 |  | DRI 3&4 |  | CPU MODULE | SCHNEIDER | 140 CPU 53414 A |  | 3
2 |  | DRI 3&4 |  | HOT STANDBY MODULE | SCHNEIDER | 140 CHS 11000 |  | 2
3 |  | DRI 3&4 |  | Power Supply module | SCHNEIDER | 140 CPS 11420 |  | 4
4 |  | DRI 3&4 |  | Power Supply module | L&T | P 8655 |  | 39
5 |  | DRI 3&4 |  | Digital input card | L&T | B-1691 |  | 177
6 |  | DRI 3&4 |  | Digital Output module | L&T | B-1692 |  | 44
7 |  | DRI 3&4 |  | Analog Input module | L&T | B-1684 |  | 44
8 |  | DRI 3&4 |  | Analog output module | L&T | B-1685 |  | 44
9 |  | DRI 3&4 |  | RTD | L&T | B-1686 |  | 8
10 |  | DRI 3&4 |  | BUFFER | L&T | B-1610 |  | 24
11 |  | DRI 3&4 |  | NOE Module | SCHNEIDER | 140 NOE 77100 |  | 5
12 |  | DRI 3&4 |  | FO to Ethernet Converter | D-LINK | DFE-855MI |  | 1
13 |  | DRI 3&4 |  | RIO Drop | L&T | RIOR -C908M |  | 15
14 |  | DRI 3&4 |  | DO relay | OEN | 38A-2-110-SL |  | 704
15 |  | DRI 3&4 |  | Ethernet switch | D-LINK | DES-1024D |  | 2
16 |  | DRI 3&4 |  | Digital input card | SCHNEIDER | DAI 55300 |  | 13
17 |  | DRI 3&4 |  | Digital Output module | SCHNEIDER | DDO 35300 |  | 3 |  |  | 0
18 |  | DRI 3&4 |  | Analog Input module | SCHNEIDER | ACI 04000 |  | 1
19 |  | DRI 3&4 |  | Analog output module | SCHNEIDER | ACO 13000 |  | 1
20 |  | DRI 3&4 |  | RTD | SCHNEIDER | ARI 03010 |  | 2
21 |  | DRI 3&4 |  | FO to Ethernet Converter | CTC UNION |  |  | 1
22 |  | DRI 3&4 |  | SMPS | Telemechanique | ABL 1RPM24100 |  | 1
1 |  | DRI 5,6,7&8 |  | CPU Module | SCHNEIDER | CPU 67160( CPU) |  | 2 | 2 | 2
2 |  | DRI 5,6,7&8 |  | Power Supply module | SCHNEIDER | 140CPS12420 |  | 48 | 48 | 2
3 |  | DRI 5,6,7&8 |  | Digital input module | SCHNEIDER | 140DAI 55300 |  | 104 | 99 | 19
4 |  | DRI 5,6,7&8 |  | Digital Output module | SCHNEIDER | 140DDO 35300 |  | 31 | 28 | 5
5 |  | DRI 5,6,7&8 |  | Analog Input module | SCHNEIDER | 140ACI 04000 |  | 32 | 33 | 8
6 |  | DRI 5,6,7&8 |  | Analog output module | SCHNEIDER | 140ACO 13000 |  | 20 | 20 | 4
7 |  | DRI 5,6,7&8 |  | RTD | SCHNEIDER | 140ARI 03010 |  | 16 | 16 | 3
8 |  | DRI 5,6,7&8 |  | NOE | SCHNEIDER | 140NOE 7710 |  | 4 | 4 | 1
9 |  | DRI 5,6,7&8 |  | FO to Ethernet converter | D-link | DFE-855MI |  | 0 | 1 | 2
10 |  | DRI 5,6,7&8 |  | CRP Head | SCHNEIDER | 140CRP 93200 |  | 2 | 2 | 2
11 |  | DRI 5,6,7&8 |  | CRA module | SCHNEIDER | 140CRA93200 |  | 22 | 22 | 8
12 |  | DRI 5,6,7&8 |  | DO relay | Tele mechanique | RXM2-AB-2BD |  | 992 | 896 | 115
13 |  | DRI 5,6,7&8 |  | SMPS | Tele mechanique | ABL 1RPM24100 |  | 28 | 28 | 4
14 |  | DRI 5,6,7&8 |  | Diode Oring module | Nano-tech | NA-DOM-S10 |  | 14 | 14 | 0
15 |  | DRI 5,6,7&8 |  | Repeter | SCHNEIDER | 490-NRP 95400 |  | 7 | 6 | 3
16 |  | DRI 5,6,7&8 |  | Spliter | SCHNEIDER | MA 186100 |  | 2 | 2 | 8
17 |  | DRI 5,6,7&8 |  | Spliter | SCHNEIDER | MA-185100 |  | 44 | 44 | 28
18 |  | DRI 5,6,7&8 |  | BACK PLAN 16 SLOT | SCHNEIDER | 140XBP01600 |  | 22 | 22 | 21
19 |  | DRI 5,6,7&8 |  | BACK PLAN 10 SLOT | SCHNEIDER | 140XBP01000 |  | 2 | 2 | 6
20 |  | DRI 5,6,7&8 |  | Ethernet switch | D-link | DES-1024A |  | 2 |  | 0
21 |  | DRI 5,6,7&8 |  | Ethernet switch | SCHNEIDER | Connexium switch |  | 0 | 2 | 0
1 |  | DRI 9,10,11&12 |  | CPU Module | ABB | AC800M |  | 4 | 4 | 0
2 |  | DRI 9,10,11&12 |  | Power Supply module | NA | NA |  | 0 | 0 | 0
3 |  | DRI 9,10,11&12 |  | Digital input module | ABB | DI 810 |  | 262 | 262 | 29
4 |  | DRI 9,10,11&12 |  | Digital Output module | ABB | DO 810 |  | 86 | 86 | 10
5 |  | DRI 9,10,11&12 |  | Analog Input module | ABB | AI 810 |  | 88 | 88 | 9
6 |  | DRI 9,10,11&12 |  | Analog output module | ABB | AO 810V2 |  | 24 | 24 | 4
7 |  | DRI 9,10,11&12 |  | RTD | ABB | AI 830A |  | 23 | 23 | 3
8 |  | DRI 9,10,11&12 |  | Extension rack module | ABB | TB 820V2 |  | 23 | 23 | 4
9 |  | DRI 9,10,11&12 |  | FO to Ethernet converter | D-link | DFE-855MI |  | 1 | 1 | 2
10 |  | DRI 9,10,11&12 |  | CRP Head | ABB | CI 854 |  | 4 | 4 | 0
11 |  | DRI 9,10,11&12 |  | CRA module | ABB | CI 840A |  | 32 | 32 | 8
12 |  | DRI 9,10,11&12 |  | DI relay | PARAMOUNT | RELAY-P1S-DIN-110VAC |  | 4192 | 4192 | 28
13 |  | DRI 9,10,11&12 |  | DO relay | OMRON | RELAY- G2R-1-24VDC |  | 1376 | 1376 | 10
14 |  | DRI 9,10,11&12 |  | Modbus card | ABB | CI 867 |  | 1 | 1 | 0
15 |  | DRI 9,10,11&12 |  | Backplane | ABB | TU 810V1 |  | 477 | 477 | 57
16 |  | DRI 9,10,11&12 |  | RACK TO RACK CABLE | ABB | TK 811 |  | 23 | 23 | 4
17 |  | DRI 9,10,11&12 |  | RIO DROP BACKPLANE | ABB | TU 847 |  | 22 | 22 | 2
18 |  | DRI 9,10,11&12 |  | BATTERY UNIT | ABB | SB 821 |  | 4 | 4 | 0
19 |  | DRI 9,10,11&12 |  | SMPS | Cosel | ADA-600F-24 |  | 30 | 0 | 1
20 |  | DRI 9,10,11&12 |  | SMPS | Cosel | PLA-600-F-24 |  | 0 | 30 | 0
21 |  | DRI 9,10,11&12 |  | Diode Oring module | PARAMOUNT | Model: P-OR-24-30, I/P-24VDC, O/P-24VDC-30A. |  | 15 | 0 | 0
22 |  | DRI 9,10,11&12 |  | Diode Oring module | PARAMOUNT | Model: P-OR-24-40, I/P-24VDC, O/P-24VDC-40A. |  | 0 | 15 | 0
23 |  | DRI 9,10,11&12 |  | Ethernet switch | CISCO | SF-90-24 |  | 0 | 2 | 0
24 |  | DRI 9,10,11&12 |  | Ethernet switch | D-link | DES-1024A |  | 2 | 0 | 0
25 |  | DRI 9,10,11&12 |  | S7-200-CN | SIEMENS | CPU-226-CN |  | 9
26 |  | DRI 9,10,11&12 |  | S7-200 | SIEMENS | CPU-224 |  | 2
27 |  | DRI 9,10,11&12 |  | S7-200 | SIEMENS | CPU-226 |  | 6
28 |  | DRI 9,10,11&12 |  | S7-200 | SIEMENS | CPU-226-XM |  | 1
29 |  | DRI 9,10,11&12 |  | S7-1200 | SIEMENS | CPU-1215C |  | 2
1 |  | COAL WASHERY-1 |  | CPU Module CONTROL LOGIX 5570 CONTROLLER WITH 2MB MEMORY 1756-L71 | ALLEN BRADLEY | 1756-L71 |  | 2 |  | 1 | 2022
2 |  | COAL WASHERY-1 |  | Power Supply Module 1756-PA72/B ,Part No:97060574E01,115/230V AC | ALLEN BRADLEY | 1756-PA72 |  | 2 |  | 1 | 2022
3 |  | COAL WASHERY-1 |  | Ethernet Communication Module 1756-EN2TR DUAL PORT ETHERNET/IP MODULE FOR SCADA & IO COMMUNICATION | ALLEN BRADLEY | 1756 EN2TR |  | 4 |  | 1 | 2022
4 |  | COAL WASHERY-1 |  | Redundancy Module 1756-RM2 CONTROL LOGIX REDUNDANCY ENHANCED MODULE | ALLEN BRADLEY | 1756-RM2 |  | 2 |  | 1 | 2022
5 |  | COAL WASHERY-1 |  | FLEX IO Adapter 1794-AENTR FLEX ETHERNET I/P IO ADAPTOR MODULE | ALLEN BRADLEY | 1794-AENTR |  | 6 |  | 1 | 2022
6 |  | COAL WASHERY-1 |  | Digital Input Module 1794IA16,Digital input module 120 V AC,16 CH,97284271 | ALLEN BRADLEY | 1794IA16 |  | 31 |  | 2 | 2005
7 |  | COAL WASHERY-1 |  | Digital Output Module 1794OA16,Digital Output module 120 V AC,16 CH,97284371 | ALLEN BRADLEY | 1794OA16 |  | 13 |  | 2 | 2005
8 |  | COAL WASHERY-1 |  | Analog Input Module(Current/Voltage) 1794IE8- Channel Analog input module,8 CH | ALLEN BRADLEY | 1794IE8 |  | 2 |  | 1 | 2005
9 |  | COAL WASHERY-1 |  | CPU Module 1747-L532E,SLC 5/03 Controller, 16K Memory | ALLEN BRADLEY | 1747-L532 |  | 2 |  |  | 2005
10 |  | COAL WASHERY-1 |  | Power Supply Module 1746-P3,SLC RACK MOUNTING POWER SUPPLY Unit (19.2…28.8V dc) | ALLEN BRADLEY | 1746-P3 |  | 2 |  |  | 2005
11 |  | COAL WASHERY-1 |  | Digital Input Module 1746-IB16,16 ch-Current Sinking DC Input Module,24V DC | ALLEN BRADLEY | 1746-IB16 |  | 4 |  |  | 2005
12 |  | COAL WASHERY-1 |  | Digital Output Module 1746-OB16E,16 Ch Current Sourcing DC Output Module,24 V DC | ALLEN BRADLEY | 1746-OB16E |  | 3 |  |  | 2005
13 |  | COAL WASHERY-1 |  | Digital Output Module 1746-OX8,8Ch Relay Output Module | ALLEN BRADLEY | 1746-OX8 |  | 1 |  |  | 2005
14 |  | COAL WASHERY-1 |  | Analog Input Module(Current) 1746-NI4,4 Ch Analog Input Module (-20…+20 mA (or) -10…+10V dc) | ALLEN BRADLEY | 1746-NI4 |  | 2 |  |  | 2005
15 |  | COAL WASHERY-1 |  | PANELVIEW STANDARD TERMINAL PANEL VIEW 600 2711-K6C2L1,MODEL:PANEL VIEW 600,CAT: 2711-K6C2L1,SER:B , REV: K FRN: 4.21 SCREEN:6",COMM PORT-DH 485 SUPPLY - 24 V DC | ALLEN BRADLEY | 2711-K6C2L1 |  | 1 |  |  | 2005
1 |  | COAL WASHERY-2 |  | CPU Module 140CPU67160,HOT STANDBY CONTROLLER | SCHNEIDER | 140CPU67160 |  | 2 |  |  | 2009
2 |  | COAL WASHERY-2 |  | Power Supply Module 140CPS12420,PS 115/230 VAC,11A,REDUNDANT | SCHNEIDER | 140CPS12420 |  | 14 |  |  | 2009
3 |  | COAL WASHERY-2 |  | RIO Communication Head Module 140CRP93200,RIO HEAD S908,2 CH | SCHNEIDER | 140CRP93200 |  | 2 |  |  | 2009
4 |  | COAL WASHERY-2 |  | RIO Communication Drop Module 140CRA93200,RIO DROP,S908,2 CH | SCHNEIDER | 140CRA93200 |  | 10 |  |  | 2009
5 |  | COAL WASHERY-2 |  | Ethernet Communication Module 140NOE77101,ETHERNET 10/100,BASE T 100FX,8 MEG FLASH MEM | SCHNEIDER | NOE77101 |  | 4 |  |  | 2009
6 |  | COAL WASHERY-2 |  | Fibre Optic Line/Drop Repeater Module 490NRP95400,RIO DROP FOR REMOTE I/O -FIBRE OPTIC | SCHNEIDER | 490NRP95400 |  | 6 |  |  | 2009
7 |  | COAL WASHERY-2 |  | Digital Input Module 140DDI35300,24 V DC IN,4X8 SINK,32 CH | SCHNEIDER | 140DDI35300 |  | 59 |  | 3 | 2009
8 |  | COAL WASHERY-2 |  | Digital Output Module 140DDO35300,24V DC OUT,4X8,SOURCE,32 CH | SCHNEIDER | 140DDO35300 |  | 13 |  | 2 | 2009
9 |  | COAL WASHERY-2 |  | Analog Input Module(Voltage) 140AVI03000,ANALOG IN,8 CH,BI-POLAR VOLTAGE | SCHNEIDER | 140AVI03000 |  | 19 |  | 2 | 2009
10 |  | COAL WASHERY-2 |  | Analog Output Module(Voltage) 140AVO02000,ANALOG OUT,4 CH VOLTAGE | SCHNEIDER | 140AVO02000 |  | 9 |  | 1 | 2009
11 |  | COAL WASHERY-2 |  | Analog Output Module(Current) 140ACO02000,ANALOG OUT, 4CH CURRENT | SCHNEIDER | 140ACO02000 |  | 1 |  | 1 | 2009
12 |  | COAL WASHERY-2 |  | Analog Output Module(Current) 140ACO13000,ANALOG OUT,8 CH CURRENT | SCHNEIDER | 140ACO13000 |  | 2 |  | 1 | 2009
1 | 2200232123 | COKE OVEN-2 |  | REDUNDANT PROCESSOR UNIT PM864-AK02 | ABB | PM864-AK02 | 3BSE018162R1 | 18
2 | 2200232582 | COKE OVEN-2 |  | REDUNDANT PROCESSOR UNIT PM865 | ABB | PM865 | 3BSE030193R1 | 8
3 | 2200096344 | COKE OVEN-2 |  | CI854A | ABB | CI854A | 3BSE030221R1 | 26
4 | 2200129933 | COKE OVEN-2 |  | CI853 | ABB | CI853 | 3BSE018103R1 | 4
5 | 2200021325 | COKE OVEN-2 |  | PROFIBUS DP INTERFACE SLAVE CI840A | ABB | CI840A | 3BSE041882R1 | 190
6 | 2200242041 | COKE OVEN-2 |  | SM811K01 Safety CPU module | ABB | SM811 | 3BSE018173R1 | 8
7 | 2200129061 | COKE OVEN-2 |  | BUS CLUSTER MODULE TB840A | ABB | TB840A | REF3BSE037760R1 | 8
8 | 2200242053 | COKE OVEN-2 |  | BC810 CEX-Bus Interconnection Unit BC810 | ABB | BC810 | U3BSE031154R1 | 8
9 | 2200093127 | COKE OVEN-2 |  | SB822 | ABB | SB822 | 3BSE018172R1 | 26
10 | 2200054417 | COKE OVEN-2 |  | DI 810 | ABB | DI 810 | 3BSE008508R1 | 440
11 | 2200213448 | COKE OVEN-2 |  | DI 880 | ABB | DI 880 | 3BSE028586R1 | 17
12 | 2200021402 | COKE OVEN-2 |  | DO 810 | ABB | DO 810 | EXC3BSE008510R1 | 183
13 | 2200214566 | COKE OVEN-2 |  | DO 880 | ABB | DO 880 | 3BSE028602R1 | 8
14 | 2200146879 | COKE OVEN-2 |  | AI815 Analog Input 1x8 ch with HART | ABB | AI 815 | 3BSE052605R1 | 142
15 | 2200053778 | COKE OVEN-2 |  | AI830A Analog input RTD 8 ch | ABB | AI 830A | 3BSE040662R1 | 65
16 | 2200127052 | COKE OVEN-2 |  | AI835 Analog Input 8 ch | ABB | AI 835 | 3BSE008520R1 | 38
17 | 2200146210 | COKE OVEN-2 |  | AI 835A | ABB | AI 835A | 3BSE051306R1
18 | 2200195045 | COKE OVEN-2 |  | AO 815 | ABB | AO 815 | 3BSE052605R1 | 37
19 | 2200063747 | COKE OVEN-2 |  | TK850V007 CEX-Bus Extension Cable | ABB | TK850 007 | 3BSC950192R1 | 13
20 | 2200018567 | COKE OVEN-2 |  | TK851V010 Connection Cable, 1m | ABB | TK851 010 | 3BSC950262R1 | 13
21 | 2200023455 | COKE OVEN-2 |  | BASE DI,DO,AI,AO TU810V1 Compact MTU, 50V | ABB | TU810V1 | 3BSE013230R1 | 930
22 | 2200124239 | COKE OVEN-2 |  | BASE FOR CI840 | ABB | TU847 | 3BSE022462R1 | 95
23 | 2200151671 | COKE OVEN-2 |  | BASE FOR CI854 | ABB | TP 854 | 3BSE025349R1 | 26
24 | 2200021533 | COKE OVEN-2 |  | ABB RLM | ABB | RLM | 3BDZ000398R1 | 9
1 | 2200028355 | COKE OVEN-2 |  | Power Supply Module 10A | SIEMENS | 407-0KA02-0AA0 |  | 4
2 | 2200156111 | COKE OVEN-2 |  | Power supply PS405 10A | SIEMENS | 6ES7 405-0KA02-0AA0 |  | 14
3 | 2200052908 | COKE OVEN-2 |  | RACK UR2-H | SIEMENS | 400-2JA00-0AA0 |  | 2
4 | 2200131228 | COKE OVEN-2 |  | CPU 412-5H PN/DP | SIEMENS | 412-5HK06-0AB0 |  | 6
5 | 2200070510 | COKE OVEN-2 |  | CPU 414-5H PN/DP | SIEMENS | 414-5HM06-0AB0 |  | 6
6 | 2200078764 | COKE OVEN-2 |  | CPU 417-5H,1 MPI/DP | SIEMENS | 6ES7 417-4HT14-0AB0 |  | 4
7 | 2200069272 | COKE OVEN-2 |  | CPU 414-5H PN/DP | SIEMENS | 6ES7 414-4HM14-0AB0 |  | 4
8 | 2200076965 | COKE OVEN-2 |  | CPU 314C-2PN/DP | SIEMENS | 6ES7 314-6EH04-0AB0 |  | 2
9 | 2200033175 | COKE OVEN-2 |  | CPU 312-2PN/DP | SIEMENS | 6ES7 312-1AE14-0AB0 |  | 1
10 | 2200198393 | COKE OVEN-2 |  | CPU S7-200 | SIEMENS | 6ES7-288-1ST60-0AA0 |  | 1
11 | 2200069296 | COKE OVEN-2 |  | Synchronus Module V4 | SIEMENS | 6ES7 960-1AA04-0XA0 |  | 16
12 |  | COKE OVEN-2 |  | MODULE,SYNC | SIEMENS | 6ES7960-1AA06-0XA0 |  | 14
13 | 2200026905 | COKE OVEN-2 |  | Synchronus Cable/Patch Cable | SIEMENS | 6ES7 960-1AA04-5AA0/B |  | 22
14 | 2200130542 | COKE OVEN-2 |  | Synchronus Module | SIEMENS | 6ES7 960-1AB06-0XA0 |  | 16
15 | 2200053949 | COKE OVEN-2 |  | Synchronus Module | SIEMENS | 6ES7960-1AA06-0XA0 |  | 8
16 | 2200080574 | COKE OVEN-2 |  | CP (ethernet) | SIEMENS | 6GK7-443-1EX30-0XE0 |  | 8
17 | 2200143143 | COKE OVEN-2 |  | CP (ethernet) | SIEMENS | 6GK7 443-1GX30-0XE0 |  | 12
18 | 2200067993 | COKE OVEN-2 |  | CP (Profibus) | SIEMENS | 6GK7 443-5DX05-0XE0 |  | 12
19 | 2200024634 | COKE OVEN-2 |  | CP (Profibus) | SIEMENS | 6GK7 443-5DX04-0XE0 |  | 4
20 | 2200046758 | COKE OVEN-2 |  | CP 341 RS422/485 | SIEMENS | 341-1CH02-0AE0 |  | 1
21 | 2200153561 | COKE OVEN-2 |  | IM 152 PA-Master | SIEMENS | 6ES7 153-2BA70-0XB0 |  | 1
22 | 2200043099 | COKE OVEN-2 |  | IM 152-2 ET200M / LINK | SIEMENS | 153-2BA02/2BA10-0XB0 |  | 174
23 | 2200155410 | COKE OVEN-2 |  | IM153-4 HIGH FEATURE ET200M | SIEMENS | 153-4BA00-0XB0 |  | 2
24 | 2200153561 | COKE OVEN-2 |  | IM153-2 ET200M/LINK | SIEMENS | 153-2BA70-0XB0 |  | 2
25 | 2200032270 | COKE OVEN-2 |  | DI 16xDC24V | SIEMENS | 321-1BH02-0AA0 |  | 10
26 | 2200059733 | COKE OVEN-2 |  | DO 16xDC24V/ 0.5A | SIEMENS | 322-1BH01-0AA0 |  | 10
27 | 2200029844 | COKE OVEN-2 |  | 32 DO, 24 V DC, 0.5A | SIEMENS | 322-1BL00-0AA0 |  | 67
28 | 2200010185 | COKE OVEN-2 |  | 32 DI, 24 V DC | SIEMENS | 321-1BL00-0AA0 |  | 213
29 | 2200112834 | COKE OVEN-2 |  | AI 4x12BIT | SIEMENS | 6ES7331-7RD00-0AB0 |  | 6
30 | 2200013060 | COKE OVEN-2 |  | AI 8x12BIT | SIEMENS | 331-7KF02-0AB0 |  | 38
31 | 2200094335 | COKE OVEN-2 |  | AO 4x12BIT | SIEMENS | 332-5HD01-0AB0 |  | 2
32 | 2200033063 | COKE OVEN-2 |  | AO 8 × 12 Bit | SIEMENS | 332-5HF00-0AB0 |  | 17
33 | 8100052346 | COKE OVEN-2 |  | SIMATIC NET INDUSTRIAL ETHERNET SWITCH | SIEMENS | 6GK5208-0BA10-2AA3 |  | 2
34 | 2100152299 | COKE OVEN-2 |  | DP/DP CPUPLER | SIEMENS | 158-0AD01-0XA0 |  | 4
35 | 2200224221 | COKE OVEN-2 |  | Y-COUPLER | SIEMENS | 197-1LB00-0XA0 |  | 21
36 | 2200157124 | COKE OVEN-2 |  | TP700 COMFORT | SIEMENS | 6AV2 124-0GC01-0AX0 |  | 1
37 | 2200184626 | COKE OVEN-2 |  | ETHERNET SWITCH | SIEMENS | 6GK5 008-0BA00-1AB2 |  | 2
38 | 2200049910 | COKE OVEN-2 |  | Repeater | SIEMENS | 6ES7-972-0AA02-0XA0 |  | 18
39 | 2200078215 | COKE OVEN-2 |  | DI/DO (16/16 CHANNEL) | SIEMENS | 6ES7-323-1BL00-0AA0 |  | 1
40 | 2200162033 | COKE OVEN-2 |  | DI/DO (16/16 CHANNEL) | SIEMENS | 6ES7-323-1BL01-0AA0 |  | 8
41 |  | COKE OVEN-2 |  | DO MODULE, | SIEMENS | 6ES7,222-1HF32- 0XB0 |  | 0
42 | 2200148374 | COKE OVEN-2 |  | S7 1200 CM 1242-5 | SIEMENS | 242-5DX30-0XE0 |  | 8
43 | 2200145422 | COKE OVEN-2 |  | S7 1200 CPU 1200 | SIEMENS | 214-1HE30-0XB0 |  | 4
44 |  | COKE OVEN-2 |  | S7 1200 CPU 1200 | SIEMENS | 214-1HG40-0XB0 |  | 4
45 | 2200162259 | COKE OVEN-2 |  | S7 1200 CPU 1200 | SIEMENS | 214-1BG40-0XB0 |  | 1
46 | 2200068357 | COKE OVEN-2 |  | S7 1200 DQ 1200 | SIEMENS | 223-1PL30-0XB0 |  | 2
47 | 2200149392 | COKE OVEN-2 |  | S71200 AI 1200 | SIEMENS | 231-4HF30-0XB0 |  | 2
48 | 2200080698 | COKE OVEN-2 |  | S71200 AI 1200 | SIEMENS | 231-4HD32-0XB0 |  | 3
49 | 2200181614 | COKE OVEN-2 |  | S7 1200 DQ 1200 | SIEMENS | 222-1HF32-0XB0 |  | 5
50 | 2200155112 | COKE OVEN-2 |  | S7 1200 8DI/8DO | SIEMENS | 223-1BH32-OXB0 |  | 0
51 |  | COKE OVEN-2 |  | S7-1200 CM 1242-5 | SIEMENS | 6GK7-242-5DX30-0XE0 |  | 0
52 |  | COKE OVEN-2 |  | SM 1231, AI 8x13 bit | SIEMENS | 6ES7231-4HF32-0XB0 |  | 0
53 | 2200029629 | COKE OVEN-2 |  | COUNTER MODULE FM 350-2 | SIEMENS | 6ES7-350-2AH01-0AE0 |  | 10
54 | 2200199702 | COKE OVEN-2 |  | HMI, MP377 19" | SIEMENS | 6AV6644-0AC01-2AX1 6AV2124-0UC02-0AX1 |  | 10
55 | 2200031343 | COKE OVEN-2 |  | POS Module | SIEMENS | 6ES7-338-4BC01-0AB0 |  | 60
56 |  | COKE OVEN-2 |  | Profibus Encoder | SIEMENS | PSE 9231833192 |  | 6
57 | 2200083577 | COKE OVEN-2 |  | SITOP PSO300S DC24/ 10A | SIEMENS | 6EP1434-2BA10 |  | 2
58 | 2200154221 | COKE OVEN-2 |  | SIMATIC HMI 10'' KTP1000 | SIEMENS | 6AV6 647-0AE11-3AX0 |  | 2
59 |  | COKE OVEN-2 |  | BUS MODULE,SIMATIC ET200 | SIEMENS | 6ES7 195-7HB00-0XA0 |  | 0
60 |  | COKE OVEN-2 |  | BUS MODULE,SIMATIC ET200 (Y-coupler) | SIEMENS | 6ES7 654-7HY00-0XA0 |  | 0
61 | 2200022541 | COKE OVEN-2 |  | BUS MODULE,SIMATIC ET200, (IM 157) | SIEMENS | 6ES7 195-7HD80-0XA0 |  | 0
62 |  | COKE OVEN-2 |  | BUS MODULE,SIMATIC ET200 (IM 153-2) | SIEMENS | 6ES7 195-7HD10-0XA0 |  | 0
63 |  | COKE OVEN-2 |  | BASIC PANEL KP300 HMI | SIEMENS | 6AV6647-0AH11-3AX1 |  | 0
64 |  | COKE OVEN-2 |  | BUS MODULE,SIMATIC ET200 (I/O) | SIEMENS | 6ES7 195-7HC00-0XA0 |  | 0
65 |  | COKE OVEN-2 |  | MOBILE PANEL 177 PN | SIEMENS | 6AV6645-0BB01-0AX0 |  | 0
1 |  | BRIGHT BAR ELECT |  | CPU313 C | SIEMENS | 6ES7 313-5BF03-0AB0 |  | 2 | 0 |  | 2013
2 |  | BRIGHT BAR ELECT |  | CPU 317-2 DP,V2.6 | SIEMENS | 6ES7 317-2AK14-0AB0 |  | 1 | 0 |  | 2013
3 |  | BRIGHT BAR ELECT |  | CPU 317-2 DP | SIEMENS | 6ES7 317-2AJ10-0AB0 |  | 10 | 1 |  | 2013
4 |  | BRIGHT BAR ELECT |  | CPU 317-2PN/DP | SIEMENS | 6ES7 317-2EK14-0AB0 |  | 4 | 1 |  | 2013
5 |  | BRIGHT BAR ELECT |  | CPU 314C-2 DP,V2.6 | SIEMENS | 6ES7 314-6CG03-0AB0 |  | 2 | 0 |  | 2013
6 |  | BRIGHT BAR ELECT |  | CPU 314C-2 DP/PN | SIEMENS | 6ES7 314-6EH04-0AB0 |  | 1 | 0 |  | 2013
7 |  | BRIGHT BAR ELECT |  | CPU 313C-2 DP,V2.6 | SIEMENS | 6ES7 313-6CF03-0AB0 |  | 5 | 0 |  | 2013
8 |  | BRIGHT BAR ELECT |  | CPU313C | SIEMENS | 6ES7 313-5BG04-0AB0 |  | 1 | 1 |  | 2013
9 |  | BRIGHT BAR ELECT |  | CPU 313C-2 DP | SIEMENS | 6ES7 313-6CG04-0AB0 |  | 1 | 0 |  | 2013
10 |  | BRIGHT BAR ELECT |  | CPU 414-3 DP,V5.3 | SIEMENS | 6ES7 414-3XM05-0AB0 |  | 2 | 0 |  | 2013
11 |  | BRIGHT BAR ELECT |  | CPU 414-2 | SIEMENS | 6ES7 414-2XK05-0AB0 |  | 1 | 1 |  | 2013
12 |  | BRIGHT BAR ELECT |  | CPU 315-2DP | SIEMENS | 6ES7 315-2AH14-0AB0 |  | 1 | 0 |  | 2013
13 |  | BRIGHT BAR ELECT |  | CPU 315- 2 PN/DP | SIEMENS | 6ES7 315-2EH14-0AB0 |  | 1 | 0 |  | 2013
14 |  | BRIGHT BAR ELECT |  | CPU 1214C DC/DC/DC ,S7-1200 | SIEMENS | 6ES7 214-1AG40-0XB0 |  | 1 | 0 |  | 2013
15 |  | BRIGHT BAR ELECT |  | CPU 1214C AC/DC/RLY ,S7-1200 | SIEMENS | 6ES7 214-1BD30-0XB0 |  | 1 | 0 |  | 2013
16 |  | BRIGHT BAR ELECT |  | CPU 1214C DC/DC/DC ,S7-1200 | SIEMENS | 6ES7 214-1AG31-0XB0 |  | 2 | 0 |  | 2013
17 |  | BRIGHT BAR ELECT |  | CPU 226 | SIEMENS | 6ES7 226-2AD23-0XB0 |  | 1 | 0 |  | 2013
18 |  | BRIGHT BAR ELECT |  | CP 343-1 Lean | SIEMENS | 6GK7 343-1CX10-0XE0 |  | 6 | 0 |  | 2013
19 |  | BRIGHT BAR ELECT |  | CP 341-RS232C | SIEMENS | 6ES7 341-1AH02-0AE0 |  | 4 | 1 |  | 2013
20 |  | BRIGHT BAR ELECT |  | CP 443-1 | SIEMENS | 6GK7 443-1EX20-0XE0 |  | 1 | 0 |  | 2013
21 |  | BRIGHT BAR ELECT |  | CP 443-5 | SIEMENS | 6GK7 443-5DX05-0XE0 |  | 1 | 1 |  | 2013
22 |  | BRIGHT BAR ELECT |  | DI16xDC24V | SIEMENS | 6ES7 321-1BH02-0AA0 |  | 18 | 1 |  | 2013
23 |  | BRIGHT BAR ELECT |  | DI32xDC24V | SIEMENS | 6ES7 321-1BL00-0AA0 |  | 79 | 14 |  | 2013
24 |  | BRIGHT BAR ELECT |  | DI16/DO16x24V/0.5A | SIEMENS | 6ES7 323-1BL00-0AA0 |  | 11 | 1 |  | 2013
25 |  | BRIGHT BAR ELECT |  | DI8/DO8 | SIEMENS | 6ES7 323-1BH01-0AA0 |  | 2 | 1 |  | 2013
26 |  | BRIGHT BAR ELECT |  | SM421 , 32 DI, DC 24V, | SIEMENS | 6ES7 421-1BL01-0AA0 |  | 7 | 0 |  | 2013
27 |  | BRIGHT BAR ELECT |  | 4DI DC24V ST | SIEMENS | 6ES7 131-4BD01-0AA0 |  | 629 | 45 |  | 2013
28 |  | BRIGHT BAR ELECT |  | 8DI DC24V | SIEMENS | 6ES7 131-4BF00-0AA0 |  | 111 | 1 |  | 2013
29 |  | BRIGHT BAR ELECT |  | 2DO DC24V/2A ST | SIEMENS | 6ES7 132-4FB01-0AB0 |  | 247 | 0 |  | 2013
30 |  | BRIGHT BAR ELECT |  | 2DO DC 24V/2A ST,ETS 200S | SIEMENS | 6ES7132-4BB31-0AA0 |  | 21 | 9 |  | 2013
31 |  | BRIGHT BAR ELECT |  | 4DO DC24V/0,5A ST | SIEMENS | 6ES7 132-4BD02-0AA0 |  | 77 | 17 |  | 2013
32 |  | BRIGHT BAR ELECT |  | 4DO DC24V/2A ST | SIEMENS | 6ES7 132-4BD32-0AA0 |  | 116 | 20 |  | 2013
33 |  | BRIGHT BAR ELECT |  | DO32xDC24V/0.5A | SIEMENS | 6ES7 322-1BL00-0AA0 |  | 60 | 5 |  | 2013
34 |  | BRIGHT BAR ELECT |  | SM422,32 DO, DC 24V, 0,5A | SIEMENS | 6ES7 422-1BL00-0AA0 |  | 3 | 0 |  | 2013
35 |  | BRIGHT BAR ELECT |  | DO8xDC24V/2A | SIEMENS | 6ES7 322-1BF01-0AA0 |  | 10 | 5 |  | 2013
36 |  | BRIGHT BAR ELECT |  | 8DO DC24V/0.5A | SIEMENS | 6ES7 132-4BF00-0AA0 |  | 54 | 2 |  | 2013
37 |  | BRIGHT BAR ELECT |  | DO16xDC24V/0.5A | SIEMENS | 6ES7 322-1BH01-0AA0 |  | 21 | 0 |  | 2013
38 |  | BRIGHT BAR ELECT |  | DO16xREL | SIEMENS | 6ES7 322-1HH01-0AA0 |  | 3 | 0 |  | 2013
39 |  | BRIGHT BAR ELECT |  | PS 307 5A,120 / 230 VAC:24 VDC | SIEMENS | 6ES7 307-1EA01-0AA0 |  | 10 | 1 |  | 2013
40 |  | BRIGHT BAR ELECT |  | PS 307,24V DC, 2A | SIEMENS | 6ES7 307-1BA01-0AA0 |  | 1 | 0 |  | 2013
41 |  | BRIGHT BAR ELECT |  | PS 307 | SIEMENS | 6ES7 307-1EA00-0AA0 |  | 5 | 2 |  | 2013
42 |  | BRIGHT BAR ELECT |  | PS 407 4A , 120/230 VAC,24VDC | SIEMENS | 6ES7 407-0DA01-0AA0 |  | 2 | 0 |  | 2013
43 |  | BRIGHT BAR ELECT |  | PS ,24VDC/40A,3AC 400V | SIEMENS | 6EP1 437-3BA00 |  | 10 | 5 |  | 2013
44 |  | BRIGHT BAR ELECT |  | PS ,24VDC/20A,3AC 400V | SIEMENS | 6EP1 436-3BA00 |  | 14 | 1 |  | 2013
45 |  | BRIGHT BAR ELECT |  | PS ,24VDC/10A | SIEMENS | 6EP1 353-2BA00 |  | 2 | 2 |  | 2013
46 |  | BRIGHT BAR ELECT |  | PS ,24VDC/10A | SIEMENS | 6EP1 334 -3BA00 |  | 7 | 2 |  | 2013
47 |  | BRIGHT BAR ELECT |  | PS 307 | SIEMENS | 6ES7 307-1KA02-0AA0 |  | 2 | 1 |  | 2013
48 |  | BRIGHT BAR ELECT |  | PS 405 ,10A | SIEMENS | 6ES7 405-0KA02-0AA0 |  | 1 | 0 |  | 2013
49 |  | BRIGHT BAR ELECT |  | PS 20A | SIEMENS | 6EP3436-8SB00-0AY0 |  | 1 | 0 |  | 2013
50 |  | BRIGHT BAR ELECT |  | PS | SIEMENS | 6EP1333-3BA00 |  | 2 | 3 |  | 2013
51 |  | BRIGHT BAR ELECT |  | PSA100E | SIEMENS | 6EP1 233-1AA00 |  | 2 | 0 |  | 2013
52 |  | BRIGHT BAR ELECT |  | IM 360 | SIEMENS | 6ES7 360-3AA01-0AA0 |  | 6 | 0 |  | 2013
53 |  | BRIGHT BAR ELECT |  | IM 361 | SIEMENS | 6ES7 361-3CA01-0AA0 |  | 6 | 0 |  | 2013
54 |  | BRIGHT BAR ELECT |  | IM 365 | SIEMENS | 6ES7 365-0BA01-0AA0 |  | 2 | 0 |  | 2013
55 |  | BRIGHT BAR ELECT |  | ET200S IM151-1 | SIEMENS | 6ES7 151-1AA05-0AB0 |  | 78 | 13 |  | 2013
56 |  | BRIGHT BAR ELECT |  | ET200M,IM153-4PN | SIEMENS | 6ES7 153-4AA01-0XB0 |  | 5 | 1 |  | 2013
57 |  | BRIGHT BAR ELECT |  | ET200S IM 151-3 PN ST | SIEMENS | 6ES7 151-3AA23-0AB0 |  | 12 | 1 |  | 2013
58 |  | BRIGHT BAR ELECT |  | ET200M,IM153-2 | SIEMENS | 6ES7 153-2BA02-0XB0 |  | 5 | 2 |  | 2013
59 |  | BRIGHT BAR ELECT |  | ET 200PRO, IM154-1 DP | SIEMENS | 6ES7 154-1AA01-0AB0 |  | 4 | 0 |  | 2013
60 |  | BRIGHT BAR ELECT |  | DM 370 | SIEMENS | 6ES7 370-0AA01-0AA0 |  | 11 | 0 |  | 2013
61 |  | BRIGHT BAR ELECT |  | AI4/AO4x14/12Bit | SIEMENS | 6ES7 335-7HG02-0AB0 |  | 12 | 4 |  | 2013
62 |  | BRIGHT BAR ELECT |  | PM-E DC24V | SIEMENS | 6ES7 138-4CA01-0AA0 |  | 297 | 28 |  | 2013
63 |  | BRIGHT BAR ELECT |  | 2AO U ST | SIEMENS | 6ES7 135-4FB01-0AB0 |  | 11 | 0 |  | 2013
64 |  | BRIGHT BAR ELECT |  | 1 SSI,V2.0 | SIEMENS | 6ES7 138-4DA04-0AB0 |  | 41 | 9 |  | 2013
65 |  | BRIGHT BAR ELECT |  | 1 SI ASCII (4 Byte) | SIEMENS | 6ES7 138-4DF01-0AB0 |  | 3 | 1 |  | 2013
66 |  | BRIGHT BAR ELECT |  | 1SSI | SIEMENS | 6ES7 138-4DB03-0AB0 |  | 8 | 7 |  | 2013
67 |  | BRIGHT BAR ELECT |  | HMI PP17-II | SIEMENS | 6AV3 688-3ED13-0AX0 |  | 10 | 1 |  | 2013
68 |  | BRIGHT BAR ELECT |  | HMI PP17-I | SIEMENS | 6AV3 688-3CD13-0AX0 |  | 5 | 1 |  | 2013
69 |  | BRIGHT BAR ELECT |  | HMI PP17-II-PN,V6.0 | SIEMENS | 6AV3 688-4EY06-0AA0 |  | 8 | 1 |  | 2013
70 |  | BRIGHT BAR ELECT |  | HMI TP177B DP-6 MSTN | SIEMENS | 6AV6 642-0BC01-1AX1 |  | 5 | 0 |  | 2013
71 |  | BRIGHT BAR ELECT |  | HMI TP177B DP/PN | SIEMENS | 6AV6 642-0BA01-1AX1 |  | 2 | 1 |  | 2013
72 |  | BRIGHT BAR ELECT |  | HMI KTP600 basic color dp | SIEMENS | 6AV6647-0AE11-3AX0 |  | 3 | 1 |  | 2013
73 |  | BRIGHT BAR ELECT |  | HMI TP177B-4'' colour PN/DP | SIEMENS | 6AV6642-0BD01-3AX0 |  | 1 | 0 |  | 2013
74 |  | BRIGHT BAR ELECT |  | HMI | SIEMENS | 6AV7894-0BE00-1AB0 |  | 1 | 0 |  | 2013
75 |  | BRIGHT BAR ELECT |  | HMI OP77B | SIEMENS | 6AV6 641-0CA01-0AX1 |  | 1 | 0 |  | 2013
76 |  | BRIGHT BAR ELECT |  | HMI | SIEMENS | 6AV6 642-0AA11-0AX1 |  | 1 | 0 |  | 2013
77 |  | BRIGHT BAR ELECT |  | HMI | SIEMENS | 6AV2 123-2GB03-0AX0 |  | 1 | 0 |  | 2013
78 |  | BRIGHT BAR ELECT |  | HMI | SIEMENS | 6AV6 647-0AF11-3AX0 |  | 3 | 0 |  | 2013
79 |  | BRIGHT BAR ELECT |  | HMI | SIEMENS | 6AV6 644-0AB01-2AX0 |  | 4 | 1 |  | 2013
80 |  | BRIGHT BAR ELECT |  | HMI | SIEMENS | 6AV6 646-0AB21-2AX0 |  | 1 | 1 |  | 2013
81 |  | BRIGHT BAR ELECT |  | HMI | SIEMENS | 6AV6 643-0CD01-1AX1 |  | 3 | 0 |  | 2013
82 |  | BRIGHT BAR ELECT |  | HMI | SIEMENS | 6AV6 643-0DD01-1AX1 |  | 2 | 1 |  | 2013
83 |  | BRIGHT BAR ELECT |  | SINUMERIK 802C | SIEMENS | 6FC 5500-0AA11-1AA0 |  | 4 | 0 |  | 2013
84 |  | BRIGHT BAR ELECT |  | SINUMERIK 828D | SIEMENS | 6FC 5370-3AA30-0AA1 |  | 4 | 0 |  | 2013
85 |  | BRIGHT BAR ELECT |  | SIMATIC OP77B | SIEMENS | 6AV6 641-0CA01-0AX1 |  | 1 | 0 |  | 2013
86 |  | BRIGHT BAR ELECT |  | DP/DP-Coupler | SIEMENS | 6ES7 158-0AD01-0XA0 |  | 13 | 4 |  | 2013
87 |  | BRIGHT BAR ELECT |  | AI8x12Bit | SIEMENS | 6ES7 331-7KF02-0AB0 |  | 4 | 0 |  | 2013
88 |  | BRIGHT BAR ELECT |  | AI4/AO4x14/12Bit | SIEMENS | 6ES7 331-7NF00-0AB0 |  | 1 | 1 |  | 2013
89 |  | BRIGHT BAR ELECT |  | AO4X12BIT | SIEMENS | 6ES7 322-5HD01-0AB0 |  | 1 | 0 |  | 2013
90 |  | BRIGHT BAR ELECT |  | SM431 , 8 AI | SIEMENS | 6ES7 431-1KF10-0AB0 |  | 2 | 0 |  | 2013
91 |  | BRIGHT BAR ELECT |  | 4 AI RTD | SIEMENS | 6ES7 144-4JF00-0AB0 |  | 5 | 1 |  | 2013
92 |  | BRIGHT BAR ELECT |  | 2AI I 2WIRE ST | SIEMENS | 6ES7 134-4GB01-0AB0 |  | 8 | 0 |  | 2013
93 |  | BRIGHT BAR ELECT |  | 2AI I 4WIRE ST | SIEMENS | 6ES7 134-4GB11-0AB0 |  | 1 | 1 |  | 2013
94 |  | BRIGHT BAR ELECT |  | 2AI U ST | SIEMENS | 6ES7 134-4FB01-0AB0 |  | 8 | 4 |  | 2013
95 |  | BRIGHT BAR ELECT |  | 2AO U ST | SIEMENS | 6ES7 135-4FB01-0AB0 |  | 5 | 1 |  | 2013
96 |  | BRIGHT BAR ELECT |  | 2AI MODULE 4-20mA | SIEMENS | 6ES7134-4MB02-0AB0 |  | 7 |  |  | 2013
97 |  | BRIGHT BAR ELECT |  | 2AO MODULE 4-20mA | SIEMENS | 6ES7135-4GB01-0AB0 |  | 12 | 8 |  | 2013
98 |  | BRIGHT BAR ELECT |  | 8AI MODULE | SIEMENS | 6ES7 431-1KF10-0AB0 |  | 2 | 0 |  | 2013
99 |  | BRIGHT BAR ELECT |  | AO2X12 BIT | SIEMENS | 6ES7 332-5HB01-0AB0 |  | 1 | 0 |  | 2013
100 |  | BRIGHT BAR ELECT |  | ET200pro | SIEMENS | 3RK1 304-5LS40-4AA0 |  | 6 | 0 |  | 2013
101 |  | BRIGHT BAR ELECT |  | IF 964-DP | SIEMENS | 6ES7 964-2AA04-0AB0 |  | 1 | 0 |  | 2013
102 |  | BRIGHT BAR ELECT |  | Diagnostic Repeater | SIEMENS | 6ES7 972-0AB01-0XA0 |  | 8 | 1 |  | 2013
103 |  | BRIGHT BAR ELECT |  | PROFIBUS REPEATER | SIEMENS | 6ES7 972-0AA02-0XA0 |  | 1 | 0 |  | 2013
104 |  | BRIGHT BAR ELECT |  | PROFIBUS CONNECTOR 35D | SIEMENS | 6ES7 972-0BB42-0XA0 |  | 1 | 0 |  | 2013
105 |  | BRIGHT BAR ELECT |  | PROFIBUS CONNECTOR | SIEMENS | 6ES7 972-0BA12-0XA0 |  | 111 | 10 |  | 2013
106 |  | BRIGHT BAR ELECT |  | 2RO NO 24..230V/5A | SIEMENS | 6ES7 132-4HB01-0AB0 |  | 6 | 8 |  | 2013
107 |  | BRIGHT BAR ELECT |  | SCALANCE X108 | SIEMENS | 6GK108-0BA00-2AA3 |  | 6 | 1 |  | 2013
108 |  | BRIGHT BAR ELECT |  | FM353 | SIEMENS | 6ES7 353-1AH01-0AE0 |  | 1 | 0 |  | 2013
109 |  | BRIGHT BAR ELECT |  | FM352-5 | SIEMENS | 6ES7 352-5AH10-0AE0 |  | 5 | 0 |  | 2013
110 |  | BRIGHT BAR ELECT |  | FM352 CAM MODULE | SIEMENS | 6ES7 352-1AH02-0AE0 |  | 1 | 0 |  | 2013
111 |  | BRIGHT BAR ELECT |  | DC-USV | SIEMENS | 6EP1 931-2EC42 |  | 1 | 1 |  | 2013
112 |  | BRIGHT BAR ELECT |  | LEAD BATTERY,3.2AH | SIEMENS | 6EP1 935-6MD11 |  | 1 | 1 |  | 2013
113 |  | BRIGHT BAR ELECT |  | BATTERY 3.6V -1.6Ah | SIEMENS | 6ES971-0BA00 |  | 2 | 0 |  | 2013
114 |  | BRIGHT BAR ELECT |  | SIMATIC BOX PC627B | SIEMENS | 6ES7 647-6BE36-1BB0 |  | 1 | 0 |  | 2013
115 |  | BRIGHT BAR ELECT |  | 18SLOT S7-400 | SIEMENS | 6ES7400-1TA01-0AA0 |  | 1 | 0 |  | 2013
116 |  | BRIGHT BAR ELECT |  | MEMORY CARD 2MB FLASH | SIEMENS | 6ES7 952-IKL00-0AA00 |  | 2 | 0 |  | 2013
117 |  | BRIGHT BAR ELECT |  | TERMINAL MODULE | SIEMENS | 6ES7193-4CD20-0AA0 |  | 45 | 21 |  | 2013
118 |  | BRIGHT BAR ELECT |  | TERMINAL MODULE | SIEMENS | 6ES7193-4CB20-0AA0 |  | 80 | 6 |  | 2013
119 |  | BRIGHT BAR ELECT |  | TERMINAL MODULE | SIEMENS | 6ES7193-4CA40-0AA0 |  | 50 | 8 |  | 2013
120 |  | BRIGHT BAR ELECT |  | TERMINAL MODULE | SIEMENS | 6ES7193-4GB00-0AA0 |  | 20 | 8 |  | 2013
121 |  | BRIGHT BAR ELECT |  | MODULE BUS | SIEMENS | 6ES7193-4CC20-0AA0 |  | 45 | 20 |  | 2013
122 |  | BRIGHT BAR ELECT |  | MEMORY CARD 512 KB | SIEMENS | 6ES7-953-8LJ11-0AA0 |  | 3 | 0 |  | 2013
123 |  | BRIGHT BAR ELECT |  | MEMORY CARD 128KB | SIEMENS | 6ES7 153-8LG00-0AA0 |  | 1 | 0 |  | 2013
124 |  | BRIGHT BAR ELECT |  | MEMORY CARD 2MB | SIEMENS | 6ES7 953-8LL31-0AA0 |  | 8 | 0 |  | 2013
125 |  | BRIGHT BAR ELECT |  | MEMORY CARD 2MB | SIEMENS | 6ES7 952-1KL00-0AA0 |  | 5 | 0 |  | 2013
126 |  | BRIGHT BAR ELECT |  | MEMORY CARD 4MB | SIEMENS | 6ES7 953-8LM20-0AA0 |  | 5 | 0 |  | 2013
127 |  | BRIGHT BAR ELECT |  | MODULE,CONNECTION | SIEMENS | 6ES7 194-4AC00-0AB0 |  | 3 | 0 |  | 2013
128 |  | BRIGHT BAR ELECT |  | 8DI,ET200PRO | SIEMENS | 6ES7-141-4BF00-0AA0 |  | 5 | 0 |  | 2013
129 |  | BRIGHT BAR ELECT |  | 8 X M12 FOR ET200PRO | SIEMENS | 6ES7-194-4CB00-0AA0 |  | 5 | 0 |  | 2013
130 |  | BRIGHT BAR ELECT |  | 4 X M12 FOR ET200PRO | SIEMENS | 6ES7 194-4CA00-0AA0 |  | 5 | 0 |  | 2013
131 |  | BRIGHT BAR ELECT |  | BUS ET200PRO | SIEMENS | 3RK1 922-2BA00 |  | 5 | 0 |  | 2013
132 |  | BRIGHT BAR ELECT |  | MODULE,AS-II/O | SIEMENS | 3RK1402-0BE00-0AA2 |  | 50 | 30 |  | 2013
133 |  | BRIGHT BAR ELECT |  | SM338 | SIEMENS | 6ES7 338-4BC01-0AB0 |  | 3 | 0 |  | 2013
134 |  | BRIGHT BAR ELECT |  | S7-400, UR1 | SIEMENS | 6ES7 400-1TA01-0AA0 |  | 1 | 0 |  | 2013
135 |  | BRIGHT BAR ELECT |  | TM-P15C23-A0 FOR ET 200S | SIEMENS | 6ES7 193-4CD30-0AA0 |  | 3 | 3 |  | 2013
136 |  | BRIGHT BAR ELECT |  | TM-E15C24-A1 FOR ET 200S | SIEMENS | 6ES7 193-4CA50-0AA0 |  | 451 | 250 |  | 2013
137 |  | BRIGHT BAR ELECT |  | SM1223 | SIEMENS | 6ES7 223-1BH32-0XB0 |  | 2 | 0 |  | 2013
138 |  | BRIGHT BAR ELECT |  | SM1221 | SIEMENS | 6ES7 221-1BH32-0XB0 |  | 2 | 0 |  | 2013
139 |  | BRIGHT BAR ELECT |  | SM1222 | SIEMENS | 6ES7 222-1BH32-0XB0 |  | 1 | 0 |  | 2013
140 |  | BRIGHT BAR ELECT |  | SM1223 | SIEMENS | 6ES7 223-1BL30-0XB0 |  | 2 | 0 |  | 2013
141 |  | BRIGHT BAR ELECT |  | SM1221 | SIEMENS | 6ES7 221-1BH30-0XB0 |  | 1 | 0 |  | 2013
142 |  | BRIGHT BAR ELECT |  | SM1222 | SIEMENS | 6ES7 223-1BL32-0XB0 |  | 2 | 0 |  | 2013
143 |  | BRIGHT BAR ELECT |  | ET200S | SIEMENS | 3RK1903-0BA00 |  | 3 | 0 |  | 2013
144 |  | BRIGHT BAR ELECT |  | EM 223 DC/RLY | SIEMENS | 6ES7 223-1PH22-0XB0 |  | 1 | 0 |  | 2013
145 |  | BRIGHT BAR ELECT |  | 12/24VDC | SIEMENS | 6ED1052-1MD00-0BA6 |  | 2 | 0 |  | 2013
1 |  | WRM ELECT |  | 10A/24 v dc PS | Siemens | 6ES7 407-0KA01-0AA0 |  | 12 |  |  | 2010
2 |  | WRM ELECT |  | 20A/24 v dc PS | Siemens | 6ES7 407-0RA02-0AA0 |  | 1 |  |  | 2010
3 |  | WRM ELECT |  | 10A/24 v dc PS | Siemens | 6ES7 307-1KA01-0AA0 |  | 1 |  |  | 2010
4 |  | WRM ELECT |  | 24 v dc Field PS | Siemens | 6ES7 138-4CA01-0AA0 |  | 365 |  |  | 2010
5 |  | WRM ELECT |  | 3Ph/24vdc/20A PS | Siemens | 6EP-1436-3BA00 |  | 3 |  |  | 2010
6 |  | WRM ELECT |  | 3Ph/24vdc/40A PS | Siemens | 6EP-1437-3BA00 |  | 3 |  |  | 2010
7 |  | WRM ELECT |  | CPU417H | Siemens | 6ES7 417-4HT14-0AB0 |  | 6 |  |  | 2010
8 |  | WRM ELECT |  | CPU414-2 | Siemens | 6ES7 414-2XK05-0AB0 |  | 1 |  |  | 2010
9 |  | WRM ELECT |  | CPU414-3 | Siemens | 6ES7 414-3XM05-0AB0 |  | 6 |  |  | 2010
10 |  | WRM ELECT |  | CPU416 | Siemens | 6ES7 416-2XN05-0AB0 |  | 3 |  |  | 2010
11 |  | WRM ELECT |  | CPU312 | Siemens | 6ES7 312-1AE13-0AB0 |  | 1 |  |  | 2010
12 |  | WRM ELECT |  | CPU314 | Siemens | 6ES7 314-6CG03-0AB0 |  | 2 |  |  | 2010
13 |  | WRM ELECT |  | CPU315 | Siemens | 6ES7 315-2EH13-0AB0 |  | 2 |  |  | 2010
14 |  | WRM ELECT |  | CPU315-2DP | Siemens | 6ES7 315-2AH14-0AB0 |  | 6 |  |  | 2010
15 |  | WRM ELECT |  | CPU315-2DP | Siemens | 6ES7 315-2AG10-0AB0 |  | 2 |  |  | 2010
16 |  | WRM ELECT |  | CPU317-2PN/DP | Siemens | 6ES7 317-2EK13-0AB0 |  | 2 |  |  | 2010
17 |  | WRM ELECT |  | CP342-5 | Siemens | 6GK7 342-5DA02-0XE0 |  | 2 |  |  | 2010
18 |  | WRM ELECT |  | CP343-1 | Siemens | 6GK7 343-1EX30-0XE0 |  | 2 |  |  | 2010
19 |  | WRM ELECT |  | CP343-1 Lean | Siemens | 6GK7 343-1CX10-0XE0 |  | 1 |  |  | 2010
20 |  | WRM ELECT |  | Rack | Siemens | 6ES7 400-1TA01-0AA0 |  | 6 |  |  | 2010
21 |  | WRM ELECT |  | Rack | Siemens | 6ES7 400-1JA01-0AA0 |  | 1 |  |  | 2010
22 |  | WRM ELECT |  | Rack | Siemens | 6ES7 400-2JA00-0AA0 |  | 3 |  |  | 2010
23 |  | WRM ELECT |  | AS-iModule | Siemens | 6GK1 415-2AA10 |  | 6 |  |  | 2010
24 |  | WRM ELECT |  | 3.6V/1.6AmpH(Backup Batt.) | Siemens | 6ES7 971-0BA00 |  | 22 |  |  | 2010
25 |  | WRM ELECT |  | 2Mbyte SRAM | Siemens | 6ES7 952-1AL00-0AA0 |  | 7 |  |  | 2010
26 |  | WRM ELECT |  | 2Mbyte Flash | Siemens | 6ES7 952-1KL00-0AA0 |  | 8 |  |  | 2010
27 |  | WRM ELECT |  | 128-kb MICRO MEMORY CARD | Siemens | 6ES7 953-8LG11-0AA0 |  | 2 |  |  | 2010
28 |  | WRM ELECT |  | IF960 Interface | Siemens | 6ES7 960-1AA04-0XA0 |  | 12 |  |  | 2010
29 |  | WRM ELECT |  | IF964 Interface - DP | Siemens | 6ES7 964-2AA04-0AB0 |  | 5 |  |  | 2010
30 |  | WRM ELECT |  | FM 450 Counter | Siemens | 6ES7 450-1AP00-0AE0 |  | 9 |  |  | 2010
31 |  | WRM ELECT |  | 16 DI | Siemens | 6ES7 421-7BH01-0AB0 |  | 8 |  |  | 2010
32 |  | WRM ELECT |  | 32DI | Siemens | 6ES7 421-1BL01-0AA0 |  | 1 |  |  | 2010
33 |  | WRM ELECT |  | 32DO | Siemens | 6ES7 422-1BL00-0AA0 |  | 4 |  |  | 2010
34 |  | WRM ELECT |  | AO 8x13 bit | Siemens | 6ES7 432-1HF00-0AB0 |  | 2 |  |  | 2010
35 |  | WRM ELECT |  | 48 pin connector | Siemens | 6ES7 492-1AL00-0AA0 |  | 17 |  |  | 2010
36 |  | WRM ELECT |  | Ethernet CP -CP443-1 | Siemens | 6GK7 443-1EX20-0XE0 |  | 13 |  |  | 2010
37 |  | WRM ELECT |  | Profibus CP 443-5 | Siemens | 6GK7 443-5DX04-0XE0 |  | 13 |  |  | 2010
38 |  | WRM ELECT |  | Modbus CP | Siemens | 6ES7 440-1CS00-0YE0 |  | 1 |  |  | 2010
39 |  | WRM ELECT |  | Terminal module TM-P15S23-A0 2x3 terminal | Siemens | 6ES7 193-4CD20-0AA0 |  | 273 |  |  | 2010
40 |  | WRM ELECT |  | terminal modules TM-E15S24-01 2x4 terminal | Siemens | 6ES7 193-4CB20-0AA0 |  | 1230 |  |  | 2010
41 |  | WRM ELECT |  | universal terminal modules TM-E15S26-A1 2*6 termial | Siemens | 6ES7 193-4CA40-0AA0 |  | 242 |  |  | 2010
42 |  | WRM ELECT |  | terminal module TM-E30S44-01 4*4 terminal | Siemens | 6ES7 193-4CG20-0AA0 |  | 0 |  |  | 2010
43 |  | WRM ELECT |  | terminal module TM-E15S24-AT module 2 AI TC | Siemens | 6ES7 193-4CL20-0AA0 |  | 17 |  |  | 2010
44 |  | WRM ELECT |  | Sheild Terminal(Screw Type) | Siemens | 6ES7 193-4GB00-0AA0 |  | 344 |  |  | 2010
45 |  | WRM ELECT |  | IM151 Interface | Siemens | 6ES7 151-1AA05-0AB0 |  | 73 |  |  | 2010
46 |  | WRM ELECT |  | IM151 Interface | Siemens | 6ES7 151-1AA04-0AB0 |  |  |  |  | 2010
47 |  | WRM ELECT |  | IM151 FO Interface | Siemens | 6ES7 151-1AB02-0AB0 |  | 21 |  |  | 2010
48 |  | WRM ELECT |  | IM153 Interface | Siemens | 6ES7 153-2BA02-0XB0 |  | 4 |  |  | 2010
49 |  | WRM ELECT |  | IM360 Interface | Siemens | 6ES7 360-3AA01-0AA0 |  | 2 |  |  | 2010
50 |  | WRM ELECT |  | IM361 - Expansion Rack | Siemens | 6ES7 361-3CA01-0AA0 |  | 2 |  |  | 2010
51 |  | WRM ELECT |  | Profibus Connector | Siemens | 6ES7 972-0BA12-0XA0 |  | 83 |  |  | 2010
52 |  | WRM ELECT |  | Profibus Connector | Siemens | 6ES7 972-0BB41-0XA0 |  | 14 |  |  | 2010
53 |  | WRM ELECT |  | Profibus Y Link | Siemens | 6ES7 197-1LB00-0XA0 |  | 9 |  |  | 2010
54 |  | WRM ELECT |  | Profibus Repeater | Siemens | 6ES7 972-0AA01-0XA0 |  | 29 |  |  | 2010
55 |  | WRM ELECT |  | DP-DP Cplr | Siemens | 6ES7 158-0AD01-0XA0 |  | 14 |  |  | 2010
56 |  | WRM ELECT |  | Diagnostic Repeater | Siemens | 6ES7 972-0AB01-0XA0 |  | 2 |  |  | 2010
57 |  | WRM ELECT |  | 8 DI | Siemens | 6ES7 131-4BF00-0AA0 |  | 878 |  |  | 2010
58 |  | WRM ELECT |  | 8 DO 0.5 A | Siemens | 6ES7 132-4BF00-0AA0 |  | 408 |  |  | 2010
59 |  | WRM ELECT |  | 4 DI | Siemens | 6ES7 131-4BD01-0AA0 |  | 155 |  |  | 2010
60 |  | WRM ELECT |  | 4 DO 2A | Siemens | 6ES7 132-4BD32-0AA0 |  | 82 |  |  | 2010
61 |  | WRM ELECT |  | 4 DO 0.5A | Siemens | 6ES7 132-4BD02-0AA0 |  | 70 |  |  | 2010
62 |  | WRM ELECT |  | 2RO NO Type | Siemens | 6ES7 132-4HB01-0AB0 |  | 17 |  |  | 2010
63 |  | WRM ELECT |  | 2 AI TC module | Siemens | 6ES7 134-4NB01-0AB0 |  | 15 |  |  | 2010
64 |  | WRM ELECT |  | 2 AI 4-20mA | Siemens | 6ES7 134-4GB11-0AB0 |  | 6 |  |  | 2010
65 |  | WRM ELECT |  | 2 AI +/- 10V | Siemens | 6ES7 134-4FB01-0AB0 |  | 11 |  |  | 2010
66 |  | WRM ELECT |  | 2AI 2 Wire | Siemens | 6ES7 134-4GB01-0AB0 |  | 4 |  |  | 2010
67 |  | WRM ELECT |  | 2AI 4-20mA | Siemens | 6ES7 134-4MB02-0AB0 |  | 257 |  |  | 2010
68 |  | WRM ELECT |  | 2AI HS | Siemens | 6ES7 134-4FB52-0AB0 |  | 5 |  |  | 2010
69 |  | WRM ELECT |  | 2 AO +/- 10V | Siemens | 6ES7 135-4FB01-0AB0 |  | 51 |  |  | 2010
70 |  | WRM ELECT |  | 2 AO 4-20mA | Siemens | 6ES7 135-4GB01-0AB0 |  | 45 |  |  | 2010
71 |  | WRM ELECT |  | RTD module | Siemens | 6ES7 134-4JB51-0AB0 |  | 2 |  |  | 2010
72 |  | WRM ELECT |  | Counter 500kz | Siemens | 6ES7 138-4DE02-0AB0 |  | 6 |  |  | 2010
73 |  | WRM ELECT |  | Counter Module | Siemens | 6ES7 138-4DA04-0AB0 |  | 12 |  |  | 2010
74 |  | WRM ELECT |  | Counter Module | Siemens | 6ES7 138-4DB03-0AB0 |  | 6 |  |  | 2010
75 |  | WRM ELECT |  | 32 Point-DI | Siemens | 6ES7 321-1BL00-0AA0 |  | 16 |  |  | 2010
76 |  | WRM ELECT |  | 32 Point-DO | Siemens | 6ES7 322-1BL00-0AA0 |  | 8 |  |  | 2010
77 |  | WRM ELECT |  | 16 Point-DO | Siemens | 6ES7 322-1BH01-0AA0 |  | 5 |  |  | 2010
78 |  | WRM ELECT |  | AI 4-20mA | Siemens | 6ES7 331-7KF02-0AB0 |  | 10 |  |  | 2010
79 |  | WRM ELECT |  | 2 AO x 12 bit | Siemens | 6ES7 332-5HB01-0AB0 |  | 0 |  |  | 2010
80 |  | WRM ELECT |  | 40 pin Connect | Siemens | 6ES7 392-1AM00-0AA0 |  | 10 |  |  | 2010
81 |  | WRM ELECT |  | Scalance Sw | Siemens | 6GK5 310-0BA00-2AA3 |  | 2 |  |  | 2010
82 |  | WRM ELECT |  | Scalance Sw | Siemens | 6GK5 208-0BA10-2AA3 |  | 2 |  |  | 2010
83 |  | WRM ELECT |  | Scalance Sw | Siemens | 6GK5 204-0BB10-2AA3 |  | 1 |  |  | 2010
84 |  | WRM ELECT |  | Siemens OP(LCS) | Siemens | 6AV6-643-0CD01-1AX1 |  | 19 |  |  | 2010
85 |  | WRM ELECT |  | Siemens OP(MV Drives) | Siemens | 6AV6-642-0DA01-1AX1 |  | 2 |  |  | 2010
86 |  | WRM ELECT |  | S7-300 Rail -530mm | Siemens | 6ES7-390-1AF30-0AA0 |  | 2 |  |  | 2010
87 |  | WRM ELECT |  | S7-300 Rail -530mm | Siemens | 6ES7-390-1BC00-0AA0 |  | 2 |  |  | 2010
88 |  | WRM ELECT |  | PROFIBUS OLM/P11 V4.0 Optical Link module with 1 RS485 and 1 plastic FOC interface | Siemens | 6GK1 503-2CA00 |  | 30 |  |  | 2010
89 |  | WRM ELECT |  | PROFIBUS OLM/G11 V3.1 Optical Link module with 1 RS485 and 1 glass LWL interface | Siemens | 6GK1 502-2CB10 |  | 17 |  |  | 2010
90 |  | WRM ELECT |  | Quint 24v dc/10A | Siemens |  |  | 21 |  |  | 2010
91 |  | WRM ELECT |  | Quint 24v dc/20A | Siemens |  |  | 75 |  |  | 2010
92 |  | WRM ELECT |  | IM 151 | Siemens | 6ES7 151-1BA02-0AB0 |  | 13 |  |  | 2010
93 |  | WRM ELECT |  | ET 200M/LINK | Siemens | 6ES7 153-2BA02-0XB0 |  | 10 |  |  | 2010
94 |  | WRM ELECT |  | INPUT: 120/230-500 V AC OUTPUT: 24 V DC/5 A | Siemens | 6EP1-333-3BA00 |  | 1 |  |  | 2010
95 |  | WRM ELECT |  | INPUT: 120/230 V AC OUTPUT: DC 24 V DC/5 A | Siemens | 6ES7 307-1EA01-0AA0 |  | 1 |  |  | 2010
96 |  | WRM ELECT |  | AO 2X12 BIT | Siemens | 6ES7 332-5HB01-0AB0 |  | 1 |  |  | 2010
97 |  | WRM ELECT |  | AI 8x 16 BIT | Siemens | 6ES7 331-7NF10-0AB0 |  | 2 |  |  | 2010
98 |  | WRM ELECT |  | OBT | Siemens | 6GK-1500-3AA00 |  | 4 |  |  | 2010
99 |  | WRM ELECT |  | DI 16/DO16X24V | Siemens | 6ES7 323-1BL00-0AA0 |  | 1 |  |  | 2010
100 |  | WRM ELECT |  | DI 16 | Siemens | 6ES7 321-1BH02-0AA0 |  | 2 |  |  | 2010
101 |  | WRM ELECT |  | DO 8/2A | Siemens | 6ES7 322-1BF01-0AA0 |  | 3 |  |  | 2010
102 |  | WRM ELECT |  | AI 8X13 BIT | Siemens | 6ES7 331-1KF02-0AB0 |  | 1 |  |  | 2010
103 |  | WRM ELECT |  | AO 4X12 BIT | Siemens | 6ES7 332-5HD01-0AB0 |  | 1 |  |  | 2010
104 |  | WRM ELECT |  | POWER SUPPLY 20A | Siemens | 6EP1 436-3BA10 |  | 1 |  |  | 2010
105 |  | WRM ELECT |  | IM 151-1 COMPACT 16 DI/16 DO | Siemens | 6ES7 151-1CA00-3BL00 |  | 1 |  |  | 2010
106 |  | WRM ELECT |  | POWER SUPPLY 20A,SITOP | Siemens | 6EP1 436-2BA10 |  | 1 |  |  | 2010
107 |  | WRM ELECT |  | RS MODULE | Siemens | 6ES7 138-4DF11-0AB0 |  | 4 |  |  | 2010
108 |  | WRM ELECT |  | 2 AI TC module | Siemens | 6ES7 134-4NB00-0AB0 |  | 1 |  |  | 2010
109 |  | WRM ELECT |  | 4MB RAM | Siemens | 6ES7 953-8LM20-0AA0 |  | 2 |  |  | 2010
110 |  | WRM ELECT |  | 64KB RAM | Siemens | 6ES7 953-8LF20-0AA0 |  | 1 |  |  | 2010
111 |  | WRM ELECT |  | 512KB RAM | Siemens | 6ES7 953-8LJ30-0AA0 |  | 1 |  |  | 2010
112 |  | WRM ELECT |  | CPU - S7200 | Siemens | 6ES7 216-2AD23-0XB0 |  | 1 |  |  | 2010
113 |  | WRM ELECT |  | AI4x12 BIT -S7200 | Siemens | 6ES7 231-0HC22-0XA0 |  | 1 |  |  | 2010
114 |  | WRM ELECT |  | DP EM277 - S7200 | Siemens | 6ES7 277-0AA22-0XA0 |  | 1 |  |  | 2010
115 |  | WRM ELECT |  | DP/AS INTERFACE LINK 20E | Siemens | 6GK1 415-2AA10 |  | 1 |  |  | 2010
1 |  | 130 MW | BTG | CONTROLLER | EMERSON | 5X00225G01 |  | 59 | 2
2 |  | 130 MW | BTG | IOIC MODULE(I/O INTERFACE) | EMERSON | 5X00226G01
3 |  | 130 MW | BTG | CONTROLLER BASE | EMERSON | 5X00225G01 |  | 30 | 1
4 |  | 130 MW | BTG | POWER MODULE | POWER-ONE | 1X00416H01 |  |  | 1
5 |  | 130 MW | BTG | POWER DISTRIBUTION MODULE | PHONIX CONTACT
6 |  | 130 MW | BTG | ANALOG I/P MODULE | EMERSON | 5X00106G01 |  | 528 | 29
7 |  | 130 MW | BTG | ANALOG I/P PERSONALITY MODULE | EMERSON | 5X00109G01 |  | 528 | 29
8 |  | 130 MW | BTG | ANALOG O/P MODULE | EMERSON | 5X00062G01 |  | 99
9 |  | 130 MW | BTG | ANALOG O/P PERSONALITY MODULE | EMERSON | 5X00063G01 |  | 99
10 |  | 130 MW | BTG | DIGITAL I/P MODULE | EMERSON | 1C31234G01 |  | 880 | 35
11 |  | 130 MW | BTG | DIGITAL O/P MODULE | EMERSON | 1C31122G01 |  | 302 | 1
12 |  | 130 MW | BTG | DIGITAL O/P PERSONALITY MODULE | EMERSON | 1C31125G02 |  | 302 | 1
13 |  | 130 MW | BTG | ANALOG I/P TC MODULE | EMERSON | 5X00070G04 |  | 108 | 10
14 |  | 130 MW | BTG | ANALOG I/P TC PERSONALITY MODULE | EMERSON | 1C31116G04 |  | 108 | 10
15 |  | 130 MW | BTG | RTD MODULE | EMERSON | 5X00119G01 |  | 180
16 |  | 130 MW | BTG | RTD PERSONALITY MODULE | EMERSON | 5X00121G01 |  | 180
17 |  | 130 MW | BTG | SLC MODULE | EMERSON | 1C31166G01 |  | 8 | 7
18 |  | 130 MW | BTG | SLC PERSONALITY MODULE | EMERSON | 1C31169G02 |  | 8 | 7
19 |  | 130 MW | BTG | SOE MODULE | EMERSON | 1C31233G01 |  | 11 | 1
20 |  | 130 MW | BTG | SOE PERSONALITY MODULE | EMERSON | 1C31238H01 |  | 11 | 1
21 |  | 130 MW | BTG | REMOTE NODE CONTROLLER | EMERSON | 1C31203G01 |  |  | 5
22 |  | 130 MW | BTG | REMOTE NODE BASE | EMERSON | 1C31205G01 |  |  | 1
23 |  | 130 MW | BTG | I/O MODULE BASE | EMERSON | 1B30035H01 REV-04 |  |  | 5
24 |  | 130 MW | BTG | I/O MODULE BASE END CAPE | EMERSON | 1B30023H01 /H02 |  |  | 2
25 |  | 130 MW | BTG | PREFAB COMMUNICATION CABLE | EMERSON | 5A26141G06 REV-8 |  |  | 13
26 |  | 130 MW | BTG | PREFAB COMMUNICATION CABLE | EMERSON | 5A26141G09 REV-8 |  |  | 2
27 |  | 130 MW | BTG | PREFAB COMMUNICATION CABLE | EMERSON | 5A26141G15 REV-8 |  |  | 2
28 |  | 130 MW | BTG | PREFAB COMMUNICATION CABLE | EMERSON | 5A26141G10 REV-3 |  |  | 2
29 |  | 130 MW | BTG | PREFAB POWER CABLE | EMERSON | 5A26137G01 |  |  | 7
30 |  | 130 MW | BTG | PREFAB POWER CABLE | EMERSON | 5A26137G10 |  |  | 5
31 |  | 130 MW | BTG | PREFAB POWER CABLE | EMERSON | 5A26137G03 |  |  | 3
32 |  | 130 MW | BTG | PREFAB POWER CABLE | EMERSON | 5A26137G04 |  |  | 1
33 |  | 130 MW | BTG | PREFAB POWER CABLE | EMERSON | 5A26137G05 |  |  | 1
34 |  | 130 MW | UNIT 01 TCC | SIMATIC CPU 417-5H PN/DP | Siemens | 417-5HT06-0AB0 |  | 4 |  |  | 2022
35 |  | 130 MW | UNIT 01 TCC | SIMATIC POWER SUPPLY PS405 10A | Siemens | 405-0KA02-0AA0 |  | 4 |  |  | 2022
36 |  | 130 MW | UNIT 01 TCC | COMMUNICATION PROCESSOR CP 443-1 | Siemens | 6GK7443-1EX30-0XE0 |  | 4 |  |  | 2022
37 |  | 130 MW | UNIT 01 TCC | SIMATIC NET SCALANCE X204-2 | Siemens | 204-2BB00-2AA3 |  | 3 |  |  | 2008
38 |  | 130 MW | UNIT 01 TCC | MEGAWATT TRANSDUCER | Cewa | DP345 |  | 1 |  |  | 2008
39 |  | 130 MW | UNIT 01 TCC | INDUSTRIAL ETHERNET OSM TP62 | Siemens | 6GK1105-2AB10 |  | 1 |  |  | 2008
40 |  | 130 MW | UNIT 01 TCC | RELAY DC24V | Releco | SERIES QR-C |  | 9 |  |  | 2008
41 |  | 130 MW | UNIT 01 TCC | SIGNAL REPEATER | Basi | DIN RAIL SERIES 200 |  | 3 |  |  | 2008
42 |  | 130 MW | UNIT 01 TCC | SIMATIC ET 200M/LINK | Siemens | 153-2BA01-0XB0 |  | 24 |  |  | 2008
43 |  | 130 MW | UNIT 01 TCC | COUNTER MODULE | Siemens | 350-1AH03-0AE0 |  | 3 |  |  | 2008
44 |  | 130 MW | UNIT 01 TCC | SIMATIC ANALOG INPUT AI 8*16BIT SM331 | Siemens | 331-7NF10-0AB0 |  | 1 |  |  | 2008
45 |  | 130 MW | UNIT 01 TCC | SIMATIC ANALOG INPUT AI 8*12BIT SM331 | Siemens | 331-7KF02-0AB0 |  | 12
46 |  | 130 MW | UNIT 01 TCC | SIMATIC ANALOG OUTPUT MODULE AO 4*16 BIT SM-332 | Siemens | 332-7ND02-0AB0 |  | 4 |  |  | 2008
47 |  | 130 MW | UNIT 01 TCC | SIMATIC DIGITAL OUTPUT MODULE 8*REL AC 230V SM 322 | Siemens | 322-1HF10-0AA0 |  | 14 |  |  | 2008
48 |  | 130 MW | UNIT 01 TCC | SIMATIC DIGITAL INPUT MODULE 16*DC 24V SM321 | Siemens | 321-7BH01-0AB0 |  | 15 |  |  | 2008
49 |  | 130 MW | UNIT 01 TCC | SIMATIC AI RTD AI 8*RTD | Siemens | 331-7PF01-0AB0 |  | 9 |  |  | 2008
50 |  | 130 MW | UNIT 01 TCC | POWER SUPPLY UNIT | Phoenix contact | QUINT-PS-100-240AC/48VDC/5A |  | 4 |  |  | 2008
51 |  | 130 MW | UNIT 01 TCC | POWER SUPPLY UNIT | Phoenix contact | QUINT-PS/1AC/24DC/20A |  | 8 |  |  | 2008
52 |  | 130 MW | UNIT 01 TCC | DIODE(QUINT DIODE) | Phoenix contact | QUINT-DIODE/40 |  | 4 |  |  | 2008
53 |  | 130 MW | UNIT 01 VMS | AC POWER SUPPLY | Bently neveda | 3500/15 |  | 2 |  |  | 2008
54 |  | 130 MW | UNIT 01 VMS | HIGH VOLTAGE DC POWER SUPPLY | Bently neveda | 3500/15 |  | 2 |  |  | 2008
55 |  | 130 MW | UNIT 01 VMS | RACK INTERFACE MODULE 3500/20 + TERMINATOR | Bently neveda | 3500/22 |  | 2 |  |  | 2008
56 |  | 130 MW | UNIT 01 VMS | OVERSPEED DETECTION MODULE 3500/53 + TERMINATOR | Bently neveda | 3500/53 |  | 3 |  |  | 2008
57 |  | 130 MW | UNIT 01 VMS | TACHOMETER MODULE 3500/50 + TERMINATOR | Bently neveda | 3500/50 |  | 3 |  |  | 2008
58 |  | 130 MW | UNIT 01 VMS | COMMUNICATION GATEWAY MODULE 3500/92 + TERMINATOR | Bently neveda | 3500/92 |  | 1 |  |  | 2008
59 |  | 130 MW | UNIT 01 VMS | KEY PHASOR MODULE 3500/25 + TERMINATOR | Bently neveda | 3500/25 |  | 1 |  |  | 2008
60 |  | 130 MW | UNIT 01 VMS | 16 CHANNEL RELAY MODULE 3500/33 + TERMINATOR | Bently neveda | 3500/33 |  | 2 |  |  | 2008
61 |  | 130 MW | UNIT 01 VMS | PROXIMITY/SEISMIC MONITOR 3500/42M+ TERMINATOR | Bently neveda | 3500/42M |  | 5 |  |  | 2008
62 |  | 130 MW | UNIT 02 TCC | SIMATIC CPU 417-5H PN/DP | Siemens | 417-5HT06-0AB0 |  | 4 |  |  | 2022 | 10YEARS
63 |  | 130 MW | UNIT 02 TCC | SIMATIC POWER SUPPLY PS405 10A | Siemens | 405-0KA02-0AA0 |  | 4 |  |  | 2022 | 10YEARS
64 |  | 130 MW | UNIT 02 TCC | COMMUNICATION PROCESSOR CP 443-1 | Siemens | 6GK7443-1EX30-0XE0 |  | 4 |  |  | 2022 | 10YEARS
65 |  | 130 MW | UNIT 02 TCC | SIMATIC NET SCALANCE X204-2 | Siemens | 204-2BB10-2AA3 |  | 3 |  |  | 2008 | 10YEARS
66 |  | 130 MW | UNIT 02 TCC | MEGAWATT TRANSDUCER | Cewa | DP345 |  | 1 |  |  | 2008 | 10YEARS
67 |  | 130 MW | UNIT 02 TCC | INDUSTRIAL ETHERNET OSM TP62 | Siemens | 6GK1105-2AB10 |  | 1 |  |  | 2008 | 10YEARS
68 |  | 130 MW | UNIT 02 TCC | RELAY DC24V | Releco | SERIES QR-C |  | 9 |  |  | 2008 | 10YEARS
69 |  | 130 MW | UNIT 02 TCC | SIGNAL REPEATER | Basi | DIN RAIL SERIES 200 |  | 3 |  |  | 2008 | 10YEARS
70 |  | 130 MW | UNIT 02 TCC | SIMATIC ET 200M/LINK | Siemens | 153-2BA01-0XB0 |  | 24 |  |  | 2008 | 10YEARS
71 |  | 130 MW | UNIT 02 TCC | COUNTER MODULE | Siemens | 350-1AH03-0AE0 |  | 3 |  |  | 2008 | 10YEARS
72 |  | 130 MW | UNIT 02 TCC | SIMATIC ANALOG INPUT AI 8*16BIT SM331 | Siemens | 331-7NF10-0AB0 |  | 2 |  |  | 2008 | 10YEARS
73 |  | 130 MW | UNIT 02 TCC | SIMATIC CPU 417-5H PN/DP | Siemens | 417-5HT06-0AB1 |  | 8 |  |  | 2002.6545 | 10YEARS
74 |  | 130 MW | UNIT 02 TCC | SIMATIC POWER SUPPLY PS405 10A | Siemens | 405-0KA02-0AA1 |  | 8 |  |  | 2001.1273 | 10YEARS
75 |  | 130 MW | UNIT 02 TCC | COMMUNICATION PROCESSOR CP 443-2 | Siemens | 6GK7443-1EX30-0XE1 |  | 9 |  |  | 1999.6 | 10YEARS
76 |  | 130 MW | UNIT 02 TCC | SIMATIC NET SCALANCE X204-3 | Siemens | 204-2BB10-2AA4 |  | 9 |  |  | 1998.0727 | 10YEARS
77 |  | 130 MW | UNIT 02 TCC | MEGAWATT TRANSDUCER | Cewa | DP346 |  | 10 |  |  | 1996.5455 | 10YEARS
78 |  | 130 MW | UNIT 02 TCC | SIMATIC CPU 417-5H PN/DP | Siemens | 417-5HT06-0AB1 |  | 10 |  |  | 1995.0182 | 10YEARS
79 |  | 130 MW | UNIT 02 TCC | SIMATIC POWER SUPPLY PS405 10A | Siemens | 405-0KA02-0AA1 |  | 11 |  |  | 1993.4909 | 10YEARS
80 |  | 130 MW | UNIT 02 TCC | COMMUNICATION PROCESSOR CP 443-2 | Siemens | 6GK7443-1EX30-0XE1 |  | 11 |  |  | 1991.9636 | 10YEARS
81 |  | 130 MW | UNIT 02 TCC | SIMATIC NET SCALANCE X204-3 | Siemens | 204-2BB10-2AA4 |  | 12 |  |  | 1990.4364 | 10YEARS
82 |  | 130 MW | UNIT 02 TCC | MEGAWATT TRANSDUCER | Cewa | DP346 |  | 12 |  |  | 1988.9091 | 10YEARS
83 |  | 130 MW | UNIT 02 TCC | INDUSTRIAL ETHERNET OSM TP63 | Siemens | 6GK1105-2AB11 |  | 13 |  |  | 1987.3818 | 10YEARS
84 |  | 130 MW | UNIT 02 TCC | RELAY DC24V | Releco | SERIES QR-C |  | 13 |  |  | 1985.8545 | 10YEARS
85 |  | 130 MW | UNIT 02 TCC | SIGNAL REPEATER | Basi | DIN RAIL SERIES 201 |  | 14 |  |  | 1984.3273 | 10YEARS
86 |  | 130 MW | UNIT 02 TCC | SIMATIC ET 200M/LINK | Siemens | 153-2BA01-0XB1 |  | 14 |  |  | 1982.8 | 10YEARS
87 |  | 130 MW | UNIT 02 TCC | SIMATIC CPU 417-5H PN/DP | Siemens | 417-5HT06-0AB1 |  | 15 |  |  | 1981.2727 | 10YEARS
88 |  | 130 MW | UNIT 02 TCC | SIMATIC POWER SUPPLY PS405 10A | Siemens | 405-0KA02-0AA1 |  | 15 |  |  | 1979.7455 | 10YEARS
89 |  | 130 MW | UNIT 02 TCC | COMMUNICATION PROCESSOR CP 443-2 | Siemens | 6GK7443-1EX30-0XE1 |  | 16 |  |  | 1978.2182 | 10YEARS
1 |  | 40 MW | AFBC-1 | DPU(field controller 800) | ABB | AC800F |  | 2
2 |  | 40 MW | AFBC-1 | Profibus Communication interface | ABB | CI840 |  | 12
3 |  | 40 MW | AFBC-1 | ANALOG INPUT MODULE (8 channel,4-20MA) | ABB | AI810 |  | 17
4 |  | 40 MW | AFBC-1 | ANALOG OUTPUT (4-20mA) (8 CHANNELS) | ABB | AO810 |  | 4
5 |  | 40 MW | AFBC-1 | DIGITAL INPUT MODULE (16 CHANNELS) | ABB | DI810 |  | 25
6 |  | 40 MW | AFBC-1 | DIGITAL OUTPUT MODULE (16 CHANNELS) | ABB | DO810 |  | 11
7 |  | 40 MW | AFBC-1 | RTD INPUT MODULE (8 CHANNELS) | ABB | AI830 |  | 9
8 |  | 40 MW | AFBC-1 | T/C INPUT (8 CH,TC/MV) | ABB | AI835 |  | 4
9 |  | 40 MW | TURBINE | DPU(field controller 800) | ABB | AC800F |  | 2
10 |  | 40 MW | TURBINE | Profibus Communication interface | ABB | CI840 |  | 16
11 |  | 40 MW | TURBINE | ANALOG INPUT MODULE (8 channel,4-20MA) | ABB | AI810 |  | 21
12 |  | 40 MW | TURBINE | ANALOG OUTPUT (4-20mA) (8 CHANNELS) | ABB | AO810 |  | 4
13 |  | 40 MW | TURBINE | DIGITAL INPUT MODULE (16 CHANNELS) | ABB | DI810 |  | 26
14 |  | 40 MW | TURBINE | DIGITAL OUTPUT MODULE (16 CHANNELS) | ABB | DO810 |  | 8
15 |  | 40 MW | TURBINE | RTD INPUT MODULE (8 CHANNELS) | ABB | AI830 |  | 12
16 |  | 40 MW | WHRB-1&2 | DPU(field controller 800) | ABB | AC800F |  | 2
17 |  | 40 MW | WHRB-1&2 | Profibus Communication interface | ABB | CI840 |  | 14
18 |  | 40 MW | WHRB-1&2 | ANALOG INPUT MODULE (8 channel,4-20MA) | ABB | AI810 |  | 11
19 |  | 40 MW | WHRB-1&2 | ANALOG OUTPUT (4-20mA) (8 CHANNELS) | ABB | AO810 |  | 2
20 |  | 40 MW | WHRB-1&2 | DIGITAL INPUT MODULE (16 CHANNELS) | ABB | DI810 |  | 30
21 |  | 40 MW | WHRB-1&2 | DIGITAL OUTPUT MODULE (16 CHANNELS) | ABB | DO810 |  | 13
22 |  | 40 MW | WHRB-1&2 | RTD INPUT MODULE (8 CHANNELS) | ABB | AI830 |  | 8
23 |  | 40 MW | WHRB-1&2 | T/C INPUT (8 CH,TC/MV) | ABB | AI835 |  | 10
24 |  | 40 MW | WHRB-1&2 AHP | PLC | ALLEN BRADLEY | MICRO LOGIX 1400 |  | 2
25 |  | 40 MW | WHRB-1&2 AHP | DIGITAL INPUT CARD(16 CH) | ALLEN BRADLEY | 1762-IQ16 |  | 2
26 |  | 40 MW | WHRB-1&2 AHP | DIGITAL OUTPUT CARD(16 CH) | ALLEN BRADLEY | 1762-OW16 |  | 2
1 |  | 60 MW | AFBC-1 | DISTRIBUTED PROCESSING UNIT | BHEL | PDP616 |  | 2
2 |  | 60 MW | AFBC-1 | ISOLATED ANALOG INPUT MODULE (16 CHANNELS,4-20MA) | BHEL | IOP301 |  | 7
3 |  | 60 MW | AFBC-1 | ANALOG OUTPUT (4-20mA) (8 CHANNELS) | BHEL | IOP320 |  | 8
4 |  | 60 MW | AFBC-1 | RTD INPUT MODULE (8 CHANNELS) | BHEL | IOP303 |  | 6
5 |  | 60 MW | AFBC-1 | TC/MV INPUT MODULE (16 CH) | BHEL | IOP304 |  | 2
6 |  | 60 MW | AFBC-1 | DIGITAL INPUT MODULE (16 CHANNEL,4-20MA) | BHEL | IOP330 |  | 21
7 |  | 60 MW | AFBC-1 | RELAY OUTPUT MODULE (16 CHANNEL,4-20MA) | BHEL | IOP351 |  | 17
8 |  | 60 MW | AFBC-2 | DISTRIBUTED PROCESSING UNIT | BHEL | PDP616 |  | 2
9 |  | 60 MW | AFBC-2 | ISOLATED ANALOG INPUT MODULE (16 CHANNELS,4-20MA) | BHEL | IOP301 |  | 5
10 |  | 60 MW | AFBC-2 | ANALOG OUTPUT (4-20mA) (8 CHANNELS) | BHEL | IOP320 |  | 4
11 |  | 60 MW | AFBC-2 | RTD INPUT MODULE (8 CHANNELS) | BHEL | IOP303 |  | 6
12 |  | 60 MW | AFBC-2 | DIGITAL INPUT MODULE(16 CHANNEL,4-20MA) | BHEL | IOP330 |  | 21
13 |  | 60 MW | AFBC-2 | RELAY OUTPUT MODULE (16 CHANNEL,4-20MA) | BHEL | IOP351 |  | 16
14 |  | 60 MW | TGBOP-1 | DISTRIBUTED PROCESSING UNIT | BHEL | PDP616 |  | 2
15 |  | 60 MW | TGBOP-1 | ISOLATED ANALOG INPUT MODULE (16 CHANNELS,4-20MA) | BHEL | IOP301 |  | 6
16 |  | 60 MW | TGBOP-1 | ANALOG OUTPUT (4-20mA) (8 CHANNELS) | BHEL | IOP320 |  | 5
17 |  | 60 MW | TGBOP-1 | RTD INPUT MODULE (8 CHANNELS) | BHEL | IOP303 |  | 6
18 |  | 60 MW | TGBOP-1 | TC/MV INPUT MODULE (16 CH) | BHEL | IOP304 |  | 3
19 |  | 60 MW | TGBOP-1 | DIGITAL INPUT MODULE(16 CHANNEL,4-20MA) | BHEL | IOP330 |  | 22
20 |  | 60 MW | TGBOP-1 | RELAY OUTPUT MODULE(16 CHANNEL,4-20MA) | BHEL | IOP351 |  | 12
21 |  | 60 MW | TGBOP-2 | DISTRIBUTED PROCESSING UNIT | BHEL | PDP616 |  | 2
22 |  | 60 MW | TGBOP-2 | ISOLATED ANALOG INPUT MODULE (16 CHANNELS,4-20MA) | BHEL | IOP301 |  | 9
23 |  | 60 MW | TGBOP-2 | ANALOG OUTPUT (4-20mA)(8 CHANNELS) | BHEL | IOP320 |  | 6
24 |  | 60 MW | TGBOP-2 | RTD INPUT MODULE(8 CHANNELS) | BHEL | IOP303 |  | 6
25 |  | 60 MW | TGBOP-2 | DIGITAL INPUT MODULE(16 CHANNEL,4-20MA) | BHEL | IOP330 |  | 22
26 |  | 60 MW | TGBOP-2 | RELAY OUTPUT MODULE(16 CHANNEL,4-20MA) | BHEL | IOP351 |  | 15
27 |  | 60 MW | FGU EHTC | DISTRIBUTED PROCESSING UNIT | BHEL | PDP616 |  | 2
28 |  | 60 MW | FGU EHTC | ANALOG OUTPUT (4-20mA) (8 CHANNELS) | BHEL | IOP320 |  | 1
29 |  | 60 MW | FGU EHTC | VOLTAGE INPUT MODULE | BHEL | IOP305 |  | 3
30 |  | 60 MW | FGU EHTC | DIGITAL INPUT MODULE (16 CHANNEL,4-20MA) | BHEL | IOP330 |  | 3
31 |  | 60 MW | FGU EHTC | RELAY OUTPUT MODULE(16 CHANNEL,4-20MA) | BHEL | IOP351 |  | 2
32 |  | 60 MW | FGU EHTC | ISOLATED ANALOG OUTPUT (8 CHANNELS) | BHEL | IOP321 |  | 1
33 |  | 60 MW | FGU ATRS | DISTRIBUTED PROCESSING UNIT | BHEL | PDP616 |  | 1
34 |  | 60 MW | FGU ATRS | ISOLATED ANALOG INPUT MODULE(16 CHANNELS,4-20MA) | BHEL | IOP301 |  | 3
35 |  | 60 MW | FGU ATRS | RTD INPUT MODULE(8 CHANNELS) | BHEL | IOP303 |  | 2
36 |  | 60 MW | FGU ATRS | DIGITAL INPUT MODULE (16 CHANNEL,4-20MA) | BHEL | IOP330 |  | 21
37 |  | 60 MW | FGU ATRS | RELAY OUTPUT MODULE (16 CHANNEL,4-20MA) | BHEL | IOP351 |  | 9
38 |  | 60 MW | FGU CLCS TP | DISTRIBUTED PROCESSING UNIT | BHEL | PDP616 |  | 2
39 |  | 60 MW | FGU CLCS TP | ISOLATED ANALOG INPUT MODULE (16 CHANNELS,4-20MA) | BHEL | IOP301 |  | 4
40 |  | 60 MW | FGU CLCS TP | ANALOG OUTPUT (4-20mA) (8 CHANNELS) | BHEL | IOP320 |  | 1
41 |  | 60 MW | FGU CLCS TP | RTD INPUT MODULE (8 CHANNELS) | BHEL | IOP303 |  | 2
42 |  | 60 MW | FGU CLCS TP | TC/MV INPUT MODULE (16 CH) | BHEL | IOP304 |  | 2
43 |  | 60 MW | FGU CLCS TP | DIGITAL INPUT MODULE (16 CHANNEL,4-20MA) | BHEL | IOP330 |  | 8
44 |  | 60 MW | FGU CLCS TP | RELAY OUTPUT MODULE (16 CHANNEL,4-20MA) | BHEL | IOP351 |  | 3
45 |  | 60 MW | FGU WHRB-3 | DISTRIBUTED PROCESSING UNIT |  | PDP616 |  | 2
46 |  | 60 MW | FGU WHRB-3 | ISOLATED ANALOG INPUT MODULE (16 CHANNELS,4-20MA) |  | IOP301 |  | 4
47 |  | 60 MW | FGU WHRB-3 | ANALOG OUTPUT (4-20mA) (8 CHANNELS) |  | IOP320 |  | 5
48 |  | 60 MW | FGU WHRB-3 | RTD INPUT MODULE (8 CHANNELS) |  | IOP303 |  | 3
49 |  | 60 MW | FGU WHRB-3 | TC/MV INPUT MODULE (16 CH) |  | IOP304 |  | 2
50 |  | 60 MW | FGU WHRB-3 | DIGITAL INPUT MODULE (16 CHANNEL,4-20MA) |  | IOP330 |  | 21
51 |  | 60 MW | FGU WHRB-3 | RELAY OUTPUT MODULE (16 CHANNEL,4-20MA) |  | IOP351 |  | 20
52 |  | 60 MW | FGU WHRB-4 | DISTRIBUTED PROCESSING UNIT |  | PDP616 |  | 2
53 |  | 60 MW | FGU WHRB-4 | ISOLATED ANALOG INPUT MODULE (16 CHANNELS,4-20MA) |  | IOP301 |  | 4
54 |  | 60 MW | FGU WHRB-4 | ANALOG OUTPUT (4-20mA) (8 CHANNELS) |  | IOP320 |  | 5
55 |  | 60 MW | FGU WHRB-4 | RTD INPUT MODULE (8 CHANNELS) |  | IOP303 |  | 3
56 |  | 60 MW | FGU WHRB-4 | TC/MV INPUT MODULE (16 CH) |  | IOP304 |  | 2
57 |  | 60 MW | FGU WHRB-4 | DIGITAL INPUT MODULE(16 CHANNEL,4-20MA) |  | IOP330 |  | 18
58 |  | 60 MW | FGU WHRB-4 | RELAY OUTPUT MODULE(16 CHANNEL,4-20MA) |  | IOP351 |  | 15
1 |  | 405 TPD |  | CONTROLLER | YOKOGAWA | CP471-00 |  | 2 | 1 |  | 2024
2 |  | 405 TPD |  | ESB Bus Coupler Module | YOKOGAWA | EC401-50 |  | 2 | 1 |  | 2024
3 |  | 405 TPD |  | ESB Bus Cable, Cable Length 1m | YOKOGAWA | YCB301-C100 |  | 2 |  |  | 2024
4 |  | 405 TPD |  | ESB Bus Cable, Cable Length 20cm | YOKOGAWA | YCB301-C020 |  | 4 |  |  | 2024
5 |  | 405 TPD |  | Node Unit for Dual-Redundant ESB Bus with Connector Unit for ESB Bus | YOKOGAWA | ANB10D-415/CU2N |  | 2 |  |  | 2024
6 |  | 405 TPD |  | Node Unit for Dual-Redundant ESB Bus with Terminator for ESB Bus | YOKOGAWA | ANB10D-415/CU2T |  | 1 |  |  | 2024
7 |  | 405 TPD |  | Analog Input Module, 16-channel | YOKOGAWA | AAV141-S50/K4A00 |  | 5 | 1 |  | 2024
8 |  | 405 TPD |  | Analog Input (8) / Analog Output (8) Module | YOKOGAWA | AAB841-S50/M4A00 |  | 9 | 1 |  | 2024
9 |  | 405 TPD |  | RTD Input Module - 16 Channel | YOKOGAWA | AAR145-S50 |  | 6 | 1 |  | 2024
10 |  | 405 TPD |  | Digital Input Module - 2 X 32 Channels | YOKOGAWA | ADV161-P50 |  | 3 | 1 |  | 2024
11 |  | 405 TPD |  | Digital Output Module - 2 X 32 Channels | YOKOGAWA | ADV561-P50 |  | 3 | 1 |  | 2024
12 |  | 405 TPD |  | Serial Communication Module | YOKOGAWA | ALR121-S50 |  | 1 |  |  | 2024
13 |  | 405 TPD |  | DUMMY COVER FOR IO SLOT | YOKOGAWA | ADCV01 |  | 4 |  |  | 2024
14 |  | 405 TPD |  | Terminal Boards for Analog Input Module AAV141 | YOKOGAWA | ELCO-YB4N-DIN-11@A |  | 5 | 1 |  | 2024
15 |  | 405 TPD |  | Terminal Boards for Analog Output Module AAB841 | YOKOGAWA | ELCO-YB3N-DIN-10@A |  | 9 | 1 |  | 2024
16 |  | 405 TPD |  | Terminal Boards for RTD Input Module AAR145 | YOKOGAWA | A1BR4D |  | 6 |  |  | 2024
17 |  | 405 TPD |  | Relay Boards for Digital Input Module ADV161 | YOKOGAWA | YRI32ADV-224@B |  | 6 | 1 |  | 2024
18 |  | 405 TPD |  | Relay Boards for Digital Output Module ADV561 | YOKOGAWA | YRO32ADV-224@A |  | 6 | 1 |  | 2024
19 |  | 405 TPD |  | Power Distrubution | YOKOGAWA | PDBFCSTD-110@C |  | 2 |  |  | 2024
20 |  | 405 TPD |  | Signal Cable for Analog Input Module AAV141 | YOKOGAWA | KS2 |  | 5 |  |  | 2024
21 |  | 405 TPD |  | Signal Cable for Analog Input + Output Module AAB841 | YOKOGAWA | KS1 |  | 9 |  |  | 2024
22 |  | 405 TPD |  | Signal Cable for RTD Input Module AAR145 | YOKOGAWA | AKB335 |  | 6 |  |  | 2024
23 |  | 405 TPD |  | Signal Cable for Digital Input Module ADV161 | YOKOGAWA | AKB337 |  | 6 |  |  | 2024
24 |  | 405 TPD |  | Signal Cable for Digital Output Module ADV561 | YOKOGAWA | AKB337 |  | 6 |  |  | 2024
25 |  | 405 TPD |  | 24 V DC Redundant Power Supply with Diode Oring Unit, 27 Amps-System | YOKOGAWA | Nemic Lambda HWS600 |  | 2 |  |  | 2024
26 |  | 405 TPD |  | Diode Oring Module | YOKOGAWA | YDOM430*B |  | 2 |  |  | 2024
27 |  | 405 TPD |  | Vnet Interface Card | YOKOGAWA | VI702 |  | 3 |  |  | 2024
1 |  | 600 TPD |  | Controller MX | Emerson Delta V |  |  | 4 | 2
2 |  | 600 TPD |  | System Power Supply (Dual DC/DC) | Emerson Delta V |  |  | 4
3 |  | 600 TPD |  | SMPS | Mean Well | S-201-12 |  | 4
4 |  | 600 TPD |  | Diode |  |  |  | 14
5 |  | 600 TPD |  | AI Card (8 ch) | Emerson Delta V | M series traditional I/O module |  | 18 | 3
6 |  | 600 TPD |  | AO Card (8 ch) | Emerson Delta V | M series traditional I/O module |  | 13 | 1
7 |  | 600 TPD |  | DI Card (32 ch) | Emerson Delta V | M series traditional I/O module |  | 11 | 1
8 |  | 600 TPD |  | DO Card (32 ch) | Emerson Delta V | M series traditional I/O module |  | 7 | 1
9 |  | 600 TPD |  | RTD Card(8 ch) | Emerson Delta V | M series traditional I/O module |  | 26 | 1
10 |  | 600 TPD |  | Winding Temp Isolator | mimilec | WTR D1 |  | 13
11 |  | 600 TPD |  | SMPS | Mean Well | NES-350-24 |  | 2
12 |  | 600 TPD |  | SMPS | Mean Well | SP-500-24 |  | 4
13 |  | 600 TPD |  | SMPS | Mean Well | SE-1000-24 |  | 3
14 |  | 600 TPD |  | SMPS | Phoenic Contact | Quinty - SP/1ac/24DC/40 |  | 2
15 |  | 600 TPD |  | Network Switch | Phoenic Contact | FL Switch SFNB STX |  | 2
1 | 2200256463 | 1000 TPD | DCS Panel | Power Supply | Siemens | 6ES7407-0KR00-0AA0 |  | 2 |  |  | 2024
2 | 2200176069 | 1000 TPD | DCS Panel | CPU Module | Siemens | 6ES7410-5HX08-0AB0 |  | 2 |  |  | 2024
3 | 2200184626 | 1000 TPD | DCS Panel | Scalance (Ethernet switch) | Siemens | 6GK5008-0BA10-1AB2 |  | 1 |  |  | 2024
4 | 2200256345 | 1000 TPD | DCS Panel | Power Supply Module | Mean Well | SDR-960-24 |  | 4 |  |  | 2024
5 | 2200263069 | 1000 TPD | DCS Panel | Redundancy Module | Siemens | DRDN40-24 2 |  | 4 |  |  | 2024
6 | 2200257787 | 1000 TPD | DCS Panel | Bus module | Siemens | 6ES7650-8PB00-0AA0 |  | 16 |  |  | 2024
7 | 2200239574 | 1000 TPD | DCS Panel | Analog Input card | Siemens | 6ES7650-8AK70-0AA0 |  | 17 | 8 |  | 2024
8 | 2200239779 | 1000 TPD | DCS Panel | Analog Output card | Siemens | 6ES7650-8BK60-0AA0 |  | 13 | 2 |  | 2024
9 | 2200239780 | 1000 TPD | DCS Panel | Digital Input card | Siemens | 6ES7650-8DK80-0AA0 |  | 10 | 4 |  | 2024
10 | 2200240110 | 1000 TPD | DCS Panel | Digital Output card | Siemens | 6ES7650-8EK80-0AA0 |  | 16 | 4 |  | 2024
11 | 2200257655 | 1000 TPD | DCS Panel | Analog input isolated (RTD card) | Siemens | 6ES7650-8AE60-0AA0 |  | 24 | 3 |  | 2024 | 3 Qty
12 | 2200239495 | 1000 TPD | DCS Panel | Interface Module | Siemens | 650-8PH00-0AA0 |  | 16 | 2 |  | 2024
14 | 2200046758 | 1000 TPD | DCS Panel | CP card | Siemens | 341-1CH02-0AE0 |  | 6 |  |  | 2024
15 | 2200257875 | 1000 TPD | DCS Panel | Isolated Barrier | NewPwr | NPEXA-CM31 |  | 100 |  |  | 2024
16 | 2200229593 | 1000 TPD | DCS Panel | Relay | IDEC | RJ1S-C-D24 |  | 608 | 40 |  | 2024
17 | 2200264849 | 1000 TPD | DCS Panel | Temperature Controller | Leipold | JWT 6011(F) |  | 5 |  |  | 2024
1 | 2200141863 | SMS-2 |  | POWER SUPPLY,SMPS,24VDC | PHOENIX | QUINT-PS/1AC/24 VDC /40 | OUTPUT 40A | 22 | 1
2 | 2200076837 | SMS-2 |  | POWER SUPPLY,SMPS,24VDC | PHOENIX | QUINT-PS/1AC/24DC/20 | OUTPUT 20A | 20
3 | 2200036636 | SMS-2 |  | POWER SUPPLY,SMPS,24VDC | PHOENIX | QUINT-PS-100-240AC/24DC/10 | OUTPUT 10A | 21 | 1
4 | 2200143571 | SMS-2 |  | POWER SUPPLY,SMPS,24VDC | PHOENIX | QUINT-PS-100-240AC/24DC/5 | OUTPUT 5A | 15
5 |  | SMS-2 |  | POWER SUPPLY MODULE | SIEMENS | 6ES7407-0KA02-0AA0 | PLC Power supply module PS407 10 A | 9 | 2
6 | 2200070510 | SMS-2 |  | CPU | SIEMENS | 6ES7414-5HM06-0AB0 | CPU 414-5H 4MB PN/DP S7-400H/F/FH,CPU FOR S7-400H | 3 | 1
7 | 2200151126 | SMS-2 |  | CPU | SIEMENS | 6ES7414-3XM05-0AB0 | CPU 414-3 | 8 | 1
8 | 2200094494 | SMS-2 |  | CPU | SIEMENS | 6ES7412-2XJ05-0AB0 | CPU 412-2 Central processing unit with: work memory 512 KB, (256 KB code, 256 KB of data),S7-400 | 3 | 1
9 | 2200162259 | SMS-2 |  | CPU | SIEMENS | 6ES7214-1BG40-0XB0 | COMPACT CPU,CPU 1214C,SIMATIC S7-1200,ONBOARD I/O: 14 DI 24V DC; 10 DO RELAY 2A; 2 AI 0 - 10V DC | 6 | 1
10 | 2200194911 | SMS-2 |  | CP MODULE | SIEMENS | 443-1EX30-0XE0 | CP module CP443-1 | 7 | 1
11 | 2200148374 | SMS-2 |  | COMMUNICATION MODULE,PROFIBUS | SIEMENS | 6GK7242-5DX30-0XE0 | PROFIBUS COMMUNICATION MODULE TYPE CM1242-5 | 6 | 1
12 |  | SMS-2 |  | COMMUNICATION MODULE,ETHERNET | SIEMENS | 6GK7277-1AA10-0AA0 | ETHERNET COMMUNICATION MODULE TYPE CSM1277 | 6 | 1
13 | 2200114630 | SMS-2 |  | 2AI MODULE | SIEMENS | 6ES7134-4MB02-0AB0 | Analog input module 2AI I - ±20mA -4÷20mA | 218 | 4
14 |  | SMS-2 |  | 2AI MODULE | SIEMENS | 6ES7134-4GB11-0AB0 | Analog input module 2AI I - ±20mA -4÷20mA | 44
15 | 2200013063 | SMS-2 |  | 2AI RTD MODULE | SIEMENS | 6ES7134-4NB51-0AB0 | Analog input module RTD | 31 | 2
16 | 2200013028 | SMS-2 |  | 2AO MODULE | SIEMENS | 6ES7135-4GB01-0AB0 | Analog output module 2AO I - ±20mA - 4÷20mA | 59 | 3
17 | 2200033060 | SMS-2 |  | 8DI MODULE | SIEMENS | 6ES7131-4BF00-0AA0 | PLC MODULE 8DI 24VDC | 420 | 12
18 |  | SMS-2 |  | 8DI MODULE | SIEMENS | 6ES7131-4BF01-0AA0 | PLC MODULE 8DI 24VDC | 138
19 | 2200033065 | SMS-2 |  | 8DO MODULE | SIEMENS | 6ES7132-4BF00-0AA0 | PLC MODULE 8DO 24VDC 0.5A | 245 | 10
20 | 2200078578 | SMS-2 |  | DI/DO MODULE | SIEMENS | 6ES7223-1BL32-0XB0 | SIMATIC S7-1200, Digital I/O SM 1223, 16 DI/16 DO, 16 DI 24 V DC, Sink/Source, 16 DO, transistor 0.5 A | 6 | 1
21 | 2200082705 | SMS-2 |  | AI/AO MODULE | SIEMENS | 6ES7234-4HE32-0XB0 | SIMATIC S7-1200, analog I/O SM 1234, 4 AI/2 AO, +/-10 V, 14-bit resolution or 0 (4)-20mA, 13-bit resolution | 6 | 1
22 |  | SMS-2 |  | PROFIBUS REAPEATER | SIEMENS | 6ES7972-0AA02-0XA0 | PROFIBUS RS485 REPEATER | 5 | 1
23 | 2200052830 | SMS-2 |  | SSI MODULE | SIEMENS | 6ES7 138-4DB03-0ABO | 1 SSI 25 bit/1 MHz ,Module for connection of absolute value encoders with SSI Synchronous Serial Interface | 36 | 5
24 | 2200252805 | SMS-2 |  | CPU Module | SIEMENS | 6ES7515-2AN03-0AB0 | CPU MODULE 1515-2 PN ,S7-1500 | 8 | 1
25 | 2200252806 | SMS-2 |  | CPU Module | SIEMENS | 6ES7517-3FP00-0AB0 | CPU MODULE 1517F-3 PN/DP | 4 | 1
26 | 2200252806 | SMS-2 |  | CPU Module | SIEMENS | 6ES7515-2AM02-0AB0 | CPU 1515-2 PN, CAT NO.- 6ES7515-2AM02-0AB0, FIRMWARE- V2.9 | 1 | 1
27 | 2200193652 | SMS-2 |  | IM MODULE | SIEMENS | 6ES7155-6AU01-OBN0 | IM 155-6 PN/2 ST, CAT NO.- 6ES7155-6AU01-OBN0, FIRMWARE- V4.1 | 28 | 3
28 | 2200175115 | SMS-2 |  | 16 DI MODULE | SIEMENS | 6ES7131-6BH01-0BA0 |  | 208 | 10
29 | 2200175116 | SMS-2 |  | 16 DO MODULE | SIEMENS | 6ES7132-6BH01-0BA0 |  | 150 | 5
30 | 2200189949 | SMS-2 |  | 4 AI MODULE | SIEMENS | 6ES7134-6GD01-0BA1 |  | 133 | 10
31 | 2200165925 | SMS-2 |  | 8 AI MODULE | SIEMENS | 6ES7134-6GF00-0AA1 |  | 20 | 3
32 | 2200167916 | SMS-2 |  | 4 AO MODULE | SIEMENS | 6ES7135-6HD00-0BA1 |  | 45 | 5
33 | 2200188810 | SMS-2 |  | WEIGHING MODULE | SIEMENS | 7MH4138-6AA00-0BA0 |  | 6 | 2
34 | 2200183995 | SMS-2 |  | Timer Module | SIEMENS | 6ES7138-6AA01-0BA0 |  | 16 | 2
35 | 2200162307 | SMS-2 |  | BUS ADAPTOR | SIEMENS | 6ES7193-6AR00-0AA0 |  | 35 | 5
SMS-2
SMS-2
1 | 2200230661 | SINTER PLANT-2 |  |  | ABB | PM866AK02 (3BSE081637R1) | CPU | 8 | 0
2 | 2200018447 | SINTER PLANT-2 |  |  | ABB | TK850V007 (3BSC950192R1) | Bus Extension Cable | 4 | 1
3 | 2200167751 | SINTER PLANT-2 |  |  | ABB | TK851V010 (3BSC950262R1) | RCU LINK CABLE | 8 | 2
4 | 2200129933 | SINTER PLANT-2 |  |  | ABB | CI853 (3BSE018103R1) | Dual RS232-C Interface | 8 | 0
5 | 2200242050 | SINTER PLANT-2 |  |  | ABB | TP853(3BSE018126R1) | Baseplate for CI853 | 4 | 0
6 | 2200195139 | SINTER PLANT-2 |  |  | ABB | CI854B (3BSE069449R1) | PROFIBUS-DP/V1 interface | 16 | 1
7 | 2200151671 | SINTER PLANT-2 |  |  | ABB | TP854(3BSE025349R1) | Baseplate for CI854 | 8 | 1
8 | 2200197129 | SINTER PLANT-2 |  |  | ABB | P175 - SB822 (3BSE018172R1) | Battery Bank | 4 | 0
9 | 2200021325 | SINTER PLANT-2 |  |  | ABB | CI840A (3BSE018103R1) | Communication Interface | 118 | 3
10 | 2200021402 | SINTER PLANT-2 |  |  | ABB | DI810 (3BSE008508R1) | Digital Input Module | 312 | 6
11 | 2200021402 | SINTER PLANT-2 |  |  | ABB | DO810 (3BSE008510R1) | Digital Output Module | 85 | 2
12 | 2200233137 | SINTER PLANT-2 |  |  | ABB | AI815 (3BSE052604R1) | Analog Input Module | 65 | 3
13 | 2200053840 | SINTER PLANT-2 |  |  | ABB | AO810 (3BSE038415R1) | Analog Output Module | 17 | 1
14 | 2200198162 | SINTER PLANT-2 |  |  | ABB | RLM02 (3BSE091723R1) | Redundancy Link Module | 8 | 5
15 | 2200145233 | SINTER PLANT-2 |  |  | Hirschmann | OZD Profi 12M G11 PRO | Media Converter | 22 | 7
16 | 2200164784 | SINTER PLANT-2 |  |  | Siemens | 6ES7 158-0AD01-0XA0 | Profibus DP-DP Coupler | 3 | 1
17 | 9100068291 | SINTER PLANT-2 |  |  | Nandi | NARM-IF16241C-VF-L | Digital Input Relay Board | 312 | 6
18 | 2200032130 | SINTER PLANT-2 |  |  | Nandi | NAAB-DO16FB-VFB-L | Digital Output Relay Board | 85 | 2
19 | 2200019443 | SINTER PLANT-2 |  |  | VIPA | VIPA 972-0DP10-90 degree | Profibus Connector | 300 | 30
20 | 2200053778 | SINTER PLANT-2 |  |  | ABB | AI830 (3BSE040662R1) | RTD INPUT CARD | 43 | 2
21 | 2200146210 | SINTER PLANT-2 |  |  | ABB | AI835 (3BSE051306R1) | THERMOCOUPLE INPUT CARD | 11 | 2
22 |  | SINTER PLANT-2 |  |  | DELL | ES/OS | ENGINEERING STATION | 9 | 0
23 |  | SINTER PLANT-2 |  |  | DELL | SERVER | SERVER | 6 | 0
24 | 2200240774 | SINTER PLANT-2 |  |  | Phoenix | QUINT-PS-100-240AC/24DC/5 | Power Supply-5A | 35 | 5
25 | 2200088362 | SINTER PLANT-2 |  |  | Phoenix | QUINT-PS-100-240AC/24DC/10 | Power Supply-10A | 70 | 10
26 | 2200153598 | SINTER PLANT-2 |  |  | Paramount | P-OR-24-5 | Diode O ring-5A | 35 | 0
27 | 2200094943 | SINTER PLANT-2 |  |  | Paramount | P-OR-24-10 | Diode O ring-10A | 70 | 0
28 | 2200232582 | SINTER PLANT-2 |  |  | ABB | PM865 | CPU | 2 | 0
29 | 2200096344 | SINTER PLANT-2 |  |  | ABB | CI854A (3BSE030220R1) | Communucation Interface Module | 2 | 1
30 | 2200242041 | SINTER PLANT-2 |  |  | ABB | SM811 (3BSE018173R1) | SAFETY MODULE | 2 | 0
31 | 2200242053 | SINTER PLANT-2 |  |  | ABB | BC810 (U3BSE031154R1) | BUS INTERCONNECTION UNIT | 2 | 0
32 | 2200242052 | SINTER PLANT-2 |  |  | ABB | TP857(3BSE030192R1) | BASE PLATE FOR BC810 | 2 | 0
33 | 2200112976 | SINTER PLANT-2 |  |  | ABB | CP-E 24/20.0 | POWER SUPPLY | 2 | 1
34 | 2200206553 | SINTER PLANT-2 |  |  | SIEMENS | SITOP PSU100S | POWER SUPPLY | 1 | 1
35 | 2200238399 | SINTER PLANT-2 |  |  | ABB | SS823 (3BSE038226R1) | POWER VOTING UNIT | 2 | 1
36 | 2200129061 | SINTER PLANT-2 |  |  | ABB | TB840A (3BSE037760R1) | ModuleBus Cluster | 2 | 1
37 | 2200232865 | SINTER PLANT-2 |  |  | ABB | TP841(3BSE020848R1) | BASE PLATE FOR TB840A | 2 | 1
38 | 2200242051 | SINTER PLANT-2 |  |  | MURR ELEKTRONIK | D-71570 | ELECTRONIC CIRCUIT PROTECION | 2 | 2
39 | 2200016619 | SINTER PLANT-2 |  |  | ABB | DI801 (3BSE020508R1) | DI MODULE | 6 | 1
40 | 2200026058 | SINTER PLANT-2 |  |  | ABB | DO801 (3BSE020510R1) | DO MODULE | 2 | 1
41 | 2200048076 | SINTER PLANT-2 |  |  | ABB | AO801 (3BSE020514R1) | AO MODULE | 1 | 1
42 | 2200213448 | SINTER PLANT-2 |  |  | ABB | DI880 (3BSE028586R1) | DI MODULE | 4 | 1
43 | 2200214566 | SINTER PLANT-2 |  |  | ABB | DO880 (3BSE028602R1) | DO MODULE | 1 | 1
44 | 2200238459 | SINTER PLANT-2 |  |  | ABB | AI880A (3BSE039293R1) | AI MODULE | 4 | 1
45 | 2200242049 | SINTER PLANT-2 |  |  | ABB | TU834(3BSE040364R1) | BASE PLATE FOR AI880A | 4 | 0
46 | 2200238374 | SINTER PLANT-2 |  |  | SCHENIDER | M580 | CPU | 2 | 0
47 | 2200164526 | SINTER PLANT-2 |  |  | SCHENIDER | BMENOC0301 | ETHERNET Comm MODULE | 2 | 1
48 | 2200237770 | SINTER PLANT-2 |  |  | SCHENIDER | ABLS1A24200 | SMPS | 4 | 1
49 | 2200241070 | SINTER PLANT-2 |  |  | SCHENIDER | ABLBRED24400 | POWER REDUNDANCY MODULE | 2 | 1
50 | 2200241115 | SINTER PLANT-2 |  |  | SCHENIDER | BMX-CPS4022 | CPS(POWER SUPPLY) | 11 | 1
51 | 2200154677 | SINTER PLANT-2 |  |  | SCHENIDER | BMX-CRA31210 | CRA(REMOTE I/O DROP) | 5 | 2
52 | 2200200299 | SINTER PLANT-2 |  |  | SCHENIDER | BMX-XBE1000 | BACKPLANE EXTENDER KIT | 8 | 4
53 | 2200059190 | SINTER PLANT-2 |  |  | SCHENIDER | BMX-DDI3202K | DI MODULE | 56 | 4
54 | 2200061131 | SINTER PLANT-2 |  |  | SCHENIDER | BMX-DDO3202K | DO MODULE | 15 | 3
55 | 2200059136 | SINTER PLANT-2 |  |  | SCHENIDER | BMX-AMI0810 | AI MODULE | 13 | 2
56 | 2200059163 | SINTER PLANT-2 |  |  | SCHENIDER | BMX-AMO0802 | AO MODULE | 1 | 1
57 | 2200164400 | SINTER PLANT-2 |  |  | SCHENIDER | BMX-ART0814 | RTD MODULE | 3 | 2
58 | 2200062460 | SINTER PLANT-2 |  |  | AADONA | SMCL-1G1S | ETHERNET TO FO CONVERTER | 2 | 2
59 | 2200239385 | SINTER PLANT-2 |  |  | LEONTON | EG5-0800 | Ethernet Switch(8-port) | 2 | 2
60 |  | SINTER PLANT-2 |  |  | DELL | ES/OS | ENGINEERING STATION | 5 | 0
61 |  | SINTER PLANT-2 |  |  | DELL | SERVER | SERVER | 2 | 0
62 | 2200128821 | SINTER PLANT-2 |  |  | SIEMENS | PS 407 10A | Power Supply | 2 | 0
63 | 2200131228 | SINTER PLANT-2 |  |  | SIEMENS | CPU 412-5H PN/DP (6ES7412-5HK06-0AB0) | CPU | 2 | 0
64 | 2200147729 | SINTER PLANT-2 |  |  | SIEMENS | ET200M (IM 153-2)(6ES7153-2BA10-0XB0) | INTERFACE MODULE | 12 | 6
65 | 2200112976 | SINTER PLANT-2 |  |  | SIEMENS | SITOP PSU8200(6EP1336-3BA10) | SMPS | 1 | 1
66 | 2200024646 | SINTER PLANT-2 |  |  | SIEMENS | 6ES7-197-1LB00-0XA0 | Y-COUPLER | 4 | 2
67 | 2200010185 | SINTER PLANT-2 |  |  | SIEMENS | 6ES7-321-1BL00-0AA0 | DI MODULE | 4 | 1
68 | 2200059733 | SINTER PLANT-2 |  |  | SIEMENS | 6ES7-322-1BH01-0AA0 | DO MODULE | 2 | 1
69 | 2200059602 | SINTER PLANT-2 |  |  | SIEMENS | 6ES7-331-1KF02-0AB0 | AI MODULE | 6 | 1
70 | 2200045659 | SINTER PLANT-2 |  |  | SIEMENS | 6ES7-332-5HD01-0AB0 | AO MODULE | 2 | 1
71 | 2200238325 | SINTER PLANT-2 |  |  | BOOST | RP230A08-1CO-M | DI RELAY BOARD | 16 | 4
72 | 2200069129 | SINTER PLANT-2 |  |  | BOOST | RP24D08-1CO-M | DO RELAY BOARD | 4 | 2
73 | 2200128821 | SINTER PLANT-2 |  |  | SIEMENS | PS 407 10A(6ES7407-0KA02-0AA0) | Power Supply | 2 | 0
74 | 2200131228 | SINTER PLANT-2 |  |  | SIEMENS | CPU 412-5H PN/DP (6ES7412-5HK06-0AB0) | CPU | 2 | 0
75 | 2200142980 | SINTER PLANT-2 |  |  | SIEMENS | SITOP PSU100D (6EP1334-1LD00) | SMPS | 2 | 1
76 | 2200116132 | SINTER PLANT-2 |  |  | UL | ULPEDDIO-20 (M6708081031) | DIODE ORING MODULE | 2 | 2
77 | 2200192504 | SINTER PLANT-2 |  |  | SIEMENS | IM 155-6PN/2 HF (6ES7155-6AU01-0CN0) | INTERFACE MODULE | 1 | 1
78 | 2010173558 | SINTER PLANT-2 |  |  | SIEMENS | ScALANCE XB208 (6GK5208-0BA00-2AB2) | ETHERNET SWITCH | 1 | 1
79 | 2200175115 | SINTER PLANT-2 |  |  | SIEMENS | 6ES7131-6BH01-0BA0 | DI MODULE | 5 | 1
80 | 2200175116 | SINTER PLANT-2 |  |  | SIEMENS | 6ES7132-6BH01-0BA0 | DO MODULE | 2 | 1
81 | 2200165925 | SINTER PLANT-2 |  |  | SIEMENS | 6ES7134-6GF00-0AA1 | AI MODULE | 8 | 1
82 | 2200167916 | SINTER PLANT-2 |  |  | SIEMENS | 6ES7135-6HD00-0BA1 | AO MODULE | 4 | 1
83 | 2200095123 | SINTER PLANT-2 |  |  | SIEMENS | 6ES7134-6JD00-0CA1 | RTD MODULE | 2 | 1
1 | 2200252806 | WRM-2 | PLC ROOM | MDULE,CPU,6ES7517-3FP00-0AB0 | Siemens | 6ES7517-3FP00-0AB0 |  | 4 | 2 |  | 2023
2 | 2200182889 | WRM-2 | PLC ROOM | MDULE,CPU,24 V DC;PROFINET;SMNS | Siemens | 6ES7517-3AP00-0AB0 |  | 1 | 0 | 1 | 2023
3 | 2200250844 | WRM-2 | MILL & FURNACE | MDULE,COUNTR,24VDC,3,2,RJ45,40DEG C,IP20 | Siemens | 6ES7550-1AA01-0AB0 |  | 2 | 2 |  | 2023
4 | 2200241835 | WRM-2 | MILL & FURNACE | MDULE,O/P,DGTL,24VDC,8,40DEG C,IP20 | Siemens | 6ES7526-2BF00-0AB0 |  | 1 | 0 | 1 | 2023
5 | 2200175115 | WRM-2 | MILL & FURNACE | MDULE,INPUT,DIGITAL,24VDC,16,-30 TO | Siemens | 6ES7131-6BH01-0BA0 |  | 172 | 12 | 17 | 2023
6 | 2200175116 | WRM-2 | MILL & FURNACE | MDULE,OUTPUT,DIGITAL,24VDC,16,-30 TO | Siemens | 6ES7132-6BH01-0BA0 |  | 111 | 11 | 11 | 2023
7 |  | WRM-2 | MILL & FURNACE | MDULE,I/P,6ES7136-6BA01-0CA0;SMNS | Siemens | 6ES7136-6BA01-0CA0 |  | 39 | 2 | 4 | 2023
8 |  | WRM-2 | MILL & FURNACE |  | Siemens | 6ES7136-6DC00-0CA0 |  | 28 | 4 |  | 2023
9 | 2200095123 | WRM-2 | MILL & FURNACE | MDULE,I/P,ANL I/P;6ES7134-6JD00-0CA1 | Siemens | 6ES7134-6JD00-0CA1 |  | 45 | 0 | 5 | 2023
10 | 2200167916 | WRM-2 | MILL & FURNACE | MDULE,O/P,ANL;24 VDC;4;50 DEGC;IP20 | Siemens | 6ES7135-6HD00-0BA1 |  | 11 | 2 |  | 2023
11 | 2200241226 | WRM-2 | MILL & FURNACE | MDULE,COUNTR,24VDC,3,2,BACKPLANE,IP20 | Siemens | 6ES7138-6AA01-0BA0 |  | 5 | 0 | 1 | 2023
12 | 2200192504 | WRM-2 | MILL & FURNACE | MDULE,IFC,24VDC,PROFINET,PROFINET,IP20 | Siemens | 6ES7155-6AU01-0CN0 |  | 39 | 6 |  | 2023
13 | 2200155410 | WRM-2 | MILL & FURNACE | MDULE,IFC,24 VDC,6ES7153-4BA00-0XB0 | Siemens | 6ES7153-4BA00-0XB0 |  | 4 | 2 | 0 | 2023
14 | 2200029139 | WRM-2 | MILL & FURNACE | MDULE,I/P,ANL,24 VDC,6,45 DEG.C,IP 20 | Siemens | 6ES7336-4GE00-0AB0 |  | 13 | 0 | 2 | 2023
15 | 2200232982 | WRM-2 | MILL & FURNACE | MDULE,COUNTR,24VDC,2,2,BACKPLANE,IP20 | Siemens | 6ES7138-6BA01-0BA0 |  | 20 | 0 | 4 | 2023
16 | 2200183991 | WRM-2 | MILL & FURNACE | MDULE,INPUT,DIGITAL,24VDC,16,60DEG C | Siemens | 6ES7521-1BH00-0AB0 |  | 4 | 2 | 0 | 2023
17 | 2200184090 | WRM-2 | MILL & FURNACE | MDULE,OUTPUT,DIGITAL,24VDC,16,70DEG C | Siemens | 6ES7521-1BH01-0AB0 |  | 5 | 2 | 0 | 2023
18 | 2200241835 | WRM-2 | MILL & FURNACE | MDULE,O/P,DGTL,24VDC,8,40DEG C,IP20 | Siemens | 6ES7526-2BF00-0AB0 |  | 1 | 0 | 1 | 2023
19 | 2200250829 | WRM-2 | MILL & FURNACE | MDULE,I/P,ANL,24VDC,8,40DEG C,IP20 | Siemens | 6ES7531-7NF10-0AB0 |  | 2 | 2 | 0 | 2023
20 | 2200156750 | WRM-2 | MILL & FURNACE | MDULE,O/P,ANL,24VDC,8,6ES7532-5HF00-0AB0 | Siemens | 6ES7532-5HF00-0AB0 |  | 1 | 2 | 0 | 2023
21 | 2200250844 | WRM-2 | MILL & FURNACE | MDULE,COUNTR,24VDC,3,2,RJ45,40DEG C,IP20 | Siemens | 6ES7550-1AA01-0AB0 |  | 2 | 2 | 0 | 2023
22 | 2200156747 | WRM-2 | MILL & FURNACE | MDULE,I/P,DGTL,32,6ES7521-1BL00-0AB0 | Siemens | 6ES7521-1BL00-0AB0 |  | 1 | 0 | 1 | 2023
23 | 2200183992 | WRM-2 | MILL & FURNACE | MDULE,O/P,DGTL;6ES7522-1BL01-0AB0;SMNS | Siemens | 6ES7522-1BL01-0AB0 |  | 1 | 0 | 1 | 2023
24 | 2200172172 | WRM-2 | MILL & FURNACE | MDULE,COUNTR,6ES7551-1AB00-0AB0;SMNS | Siemens | 6ES7551-1AB00-0AB0 |  | 2 | 0 | 1 | 2023
25 | 2200182172 | WRM-2 | MILL & FURNACE | MDULE,IFC,PROFINET;6ES7158-3AD10-0XA0 | Siemens | 6ES7158-3AD10-0XA0 |  | 1 | 0 | 1 | 2023
1 | 11006982 11006983 | WRM-1 |  | SIMATIC S7-400, Power supply PS407 10A,UC 120/230V,5 V DC/10 A | Siemens | 6ES7407-0KA01-0AA0 | 10A/24 v dc PS | 12 | 3
2 | 11007006 | WRM-1 |  | SIMATIC S7-400, Power supply PS407, 20 A, wide range, UC 120/230V, 5 V DC/20 A | Siemens | 6ES7407-0RA02-0AA0 | 20A/24 v dc PS | 1 | 1
3 | 11007874 | WRM-1 |  | SIMATIC S7-300 Regulated power supply PS307 input: 120/230 V AC, output: 24 V / 10 A DC | Siemens | 6ES7307-1KA01-0AA0 | 10A/24 v dc PS | 1 | 2
4 | 11043888 11006977 | WRM-1 |  | SIPLUS ET 200S PM-E 24 V DC with diagnostics -40...+70°C with conformal coating based on 6ES7138-4CA01-0AA0 | Siemens | 6ES7138-4CA01-0AA0 | 24 v dc Field PS | 365 | 25
5 | 11007000 | WRM-1 |  | SITOP modular 20 A Stabilized power supply input: 3 AC 400-500 V output: 24 V DC/20 A | Siemens | 6EP1436-3BA00 | 3Ph/24vdc/20A PS | 3 | 0
6 | 11038902 11006989 | WRM-1 |  | SITOP modular 40 A Stabilized power supply input: 3 AC 400-500 V output: 24 V DC/40 A | Siemens | 6EP1437-3BA00 | 3Ph/24vdc/40A PS | 3 | 0
7 | 11004977 | WRM-1 |  | SIMATIC S7-400H, CPU 417H Central processing unit for S7-400H 4 interfaces: 1 MPI/DP, 1 DP and 2 for sync modules 30 MB memory (15 MB data/15 MB program) | Siemens | 6ES7417-4HT14-0AB0 | CPU417H | 6 | 1
8 | 11010750 | WRM-1 |  | SIMATIC S7-400, CPU 414-2 Central processing unit with: Work memory 1 MB, (0.5 MB code, 0.5 MB data), 1st interface MPI/DP 12 Mbit/s, 2nd interface PROFIBUS DP, | Siemens | 6ES7414-2XK05-0AB0 | CPU414-2 | 1 | 1
9 | 11052926 11004128 11043886 | WRM-1 |  | SIMATIC S7-400, CPU 414-3 Central processing unit with: Work memory 2.8 MB, (1.4 MB code, 1.4 MB data), 1st interface MPI/DP 12 Mbit/s, 2nd interface PROFIBUS DP, 3rd interface plug-in IFM module | Siemens | 6ES7414-3XM05-0AB0 | CPU414-3 | 6 | 2
10 | 11004976 11010751 | WRM-1 |  | SIPLUS S7-400 CPU 416-3 -25... +70°C with conformal coating based on 6ES7416-3XS07-0AB0. Central processing unit with: Work memory 16 MB, (8 MB code, 8 MB data), Interfaces 1st interface MPI/DP 12 Mbit/s, 2nd interface PROFIBUS DP, 3rd interface plug-in IFM module | Siemens | 6ES7416-2XN05-0AB0 | CPU416 | 3 | 2
11 | 11031967 | WRM-1 |  | SIMATIC S7-300, CPU 312 Central processing unit with MPI, Integr. power supply 24 V DC, Work memory 32 KB, Micro Memory Card required | Siemens | 6ES7312-1AE13-0AB0 | CPU312 | 1 | 0
12 | 11077314 11010749 | WRM-1 |  | SIMATIC S7-300, CPU 314C-2 DP Compact CPU with MPI, 24 DI/16 DO, 4 AI, 2 AO, 1 Pt100, 4 high-speed counters (60 kHz), integrated DP interface, Integr. power supply 24 V DC, Work memory 96 KB, Front connector (2x 40-pole) and Micro Memory Card required | Siemens | 6ES7314-6CG03-0AB0 | CPU314 | 2 | 1
13 | 11051712 | WRM-1 |  | SIMATIC S7-300 CPU 315-2 PN/DP, Central processing unit with 256 KB work memory, 1st interface MPI/DP 12 Mbit/s, 2nd interface Ethernet PROFINET, Micro Memory Card required | Siemens | 6ES7315-2EH13-0AB0 | CPU315 | 2 | 0
14 | 11004982 | WRM-1 |  | SIMATIC S7-300, CPU 315-2DP Central processing unit with MPI Integr. power supply 24 V DC Work memory 256 KB 2nd interface DP master/slave Micro Memory Card require | Siemens | 6ES7315-2AH14-0AB0 | CPU315-2DP | 6 | 2
15 | 11004127 11004992 | WRM-1 |  | SIMATIC S7-300, CPU 315-2DP Central processing unit with MPI Integr. power supply 24 V DC Work memory 128 KB 2nd interface DP master/slave Micro Memory Card required | Siemens | 6ES7315-2AG10-0AB0 | CPU315-2DP | 2 | 2
16 | 11051714 | WRM-1 |  | SIMATIC S7-300 CPU 317-2 PN/DP, Central processing unit with 1 MB work memory, 1st interface MPI/DP 12 Mbit/s, 2nd interface Ethernet PROFINET, Micro Memory Card required | Siemens | 6ES7317-2EK13-0AB0 | CPU317-2PN/DP | 2 | 1
17 | 11082405 2100195770 | WRM-1 |  | Communications processor CP 342-5 for connection of SIMATIC S7-300 to PROFIBUS DP, S5-compatible, PG/OP and S7 communicatio | Siemens | 6GK7342-5DA02-0XE0 | CP342-5 | 2 | 0
18 | 11007086 | WRM-1 |  | Communications processor CP 343-1 for connection of SIMATIC S7-300 to Industrial Ethernet via ISO and TCP/IP, PROFINET IO controller or PROFINET IO device, integrated 2-port switch ERTEC 200, S7 communication, fetch/write, send/receive with and without RFC1006, Multicast DHCP, NTC- CPU Sync, diagnostic, initialization via LAN, 2x RJ45 connection for LAN with 10/100 Mbit/s | Siemens | 6GK7343-1EX30-0XE0 | CP343-1 | 2 | 2
19 | 11006240 | WRM-1 |  | Communications processor CP 343-1 Lean for connection of SIMATIC S7-300 to Industrial Ethernet via TCP/IP and UDP, Multicast, SEND/RECEIVE with and without RFC1006, Fetch/ Write, S7 communication (server), PROFINET IO device integrated 2-port switch ERTEC 200, Module replacement without PG, SNMP diagnostics, initialization via LAN, 2x RJ45 connection for LAN with 10/100 Mbit/s | Siemens | 6GK7343-1CX10-0XE0 | CP343-1 Lean | 1 | 1
20 | 11043882 11008597 | WRM-1 |  | SIMATIC S7-400, rack UR1, central and distributed with 18 slots, 2 redundant PS can be plugged in | Siemens | 6ES7400-1TA01-0AA0 | Rack | 6 | 1
21 |  | WRM-1 |  | SIMATIC S7-400, rack UR2, central and distributed with 9 slots, 2 redundant PS can be plugged in | Siemens | 6ES7400-1JA01-0AA0 | Rack | 1 | 2
22 |  | WRM-1 |  | SIMATIC S7-400H, rack UR2-H, central and distributed with 2 x 9 slots | Siemens | 6ES7400-2JA00-0AA0 | Rack | 3 | 0
23 | 11069302 | WRM-1 |  | SIMATIC NET, DP/AS-Interface Link 20 E, Gateway PROFIBUS DP/AS-Interface according to AS-Interface specification V 3.0 in degree of protection IP20 | Siemens | 6GK1415-2AA10 | AS-iModule | 6 | 6
24 | 11043885 | WRM-1 |  | SIMATIC S7-400, Backup battery 3.6 V/2.3 AH for PS 405 4 A/10 A/20 A and PS 407 4 A/10 A/20 A | Siemens | 6ES7971-0BA00 | 3.6V/1.6AmpH(Backup Batt.) | 22 | 4
25 | 11055568 | WRM-1 |  | SIMATIC S7, RAM Memory Card for S7-400, long design, 2 Mbyt | Siemens | 6ES7952-1AL00-0AA0 | 2Mbyte SRAM | 7 | 6
26 | 11043887 11006141 | WRM-1 |  | SIMATIC S7, memory card for S7-400, long design, 5V Flash EPROM, 2 Mbyte | Siemens | 6ES7952-1KL00-0AA0 | 2Mbyte Flash | 8 | 4
27 | 11006140 | WRM-1 |  | SIMATIC S7, MICRO MEMORY CARD F. S7-300/C7/ET 200S IM151 CPU, 3.3 V NFLASH, 128 KBYTES | Siemens | 6ES7953-8LG11-0AA0 | 128-kb MICRO MEMORY CARD | 2 | 0
28 | 11006337 | WRM-1 |  | SIMATIC S7-400H, synchronization module V4 for patch cable to 10 m | Siemens | 6ES7960-1AA04-0XA0 | IF960 Interface | 12 | 2
29 | 11005723 | WRM-1 |  | SIMATIC S7, IF964-DP Interface module DP master for S7-400 | Siemens | 6ES7964-2AA04-0AB0 | IF964 Interface - DP | 5 | 2
30 | 11005418 | WRM-1 |  | SIMATIC S7-400, function module FM 450-1 for counter function with 2 channels incl. configuration package on CD | Siemens | 6ES7450-1AP00-0AE0 | FM 450 Counter | 9 | 2
31 | 11006714 | WRM-1 |  | SIMATIC S7-400, digital input SM 421, isolated 16 DI; 24 V DC with 0.05 ms input delay alarm, diagnostics | Siemens | 6ES7421-7BH01-0AB0 | 16 DI | 8 | 0
32 | 11006242 11006715 | WRM-1 |  | SIMATIC S7-400, digital input SM 421, isolated 32 DI; 24 V DC | Siemens | 6ES7421-1BL01-0AA0 | 32DI | 1 | 4
33 | 11006247 11006716 | WRM-1 |  | SIMATIC S7-400, digital output SM 422, isolated 32 DO; 24 V DC, 0.5 A | Siemens | 6ES7422-1BL00-0AA0 | 32DO | 4 | 0
34 | 11003470 | WRM-1 |  | SIMATIC S7-400, analog output SM 432, isolated 8 AO; resolution 13 bit, U/I | Siemens | 6ES7432-1HF00-0AB0 | AO 8x13 bit | 2 | 2
35 | 11007876 11004991 | WRM-1 |  | SIMATIC S7-400, front connector for signal modules with screw contacts, 48-pole | Siemens | 6ES7492-1AL00-0AA0 | 48 pin connector | 17 | 3
36 | 11010878 11030598 | WRM-1 |  | Communications processor CP 443-1 for connection of SIMATIC S7-400 to industrial Ethernet over ISO, TCP/IP and UDP, S7 communication, fetch/write, SEND/RECEIVE with and without RFC1006 Multicast, PROFINET IO Controller, DHCP, SNMP V2, Web, diagnostics, initialization via LAN, access protection via IP access list integrated real-time switch ERTEC 400, 2xRJ45 Anschluss for LAN with 10/100 Mbit/s | Siemens | 6GK7443-1EX20-0XE0 | Ethernet CP -CP443-1 | 13 | 0
37 | 11047657 11006548 | WRM-1 |  | Communications processor CP 443-5 Extended for connection of SIMATIC S7-400 to PROFIBUS DP, S5-compatible, PG/OP and S7 communication | Siemens | 6GK7 443-5DX04-0XE0 | Profibus CP 443-5 | 13 | 1
38 | 11005725 | WRM-1 |  | SIMATIC S7-400, coupling module CP 440-1 for point-to-point connections, 1 channel incl. configuration package on CD | Siemens | 6ES7440-1CS00-0YE0 | Modbus CP | 1 | 2
39 | 11008335 11006239 | WRM-1 |  | SIMATIC DP, Terminal module TM-P15S23-A0 for ET 200S for power modules, 15 mm width, Screw terminals 2x3 terminal connections with terminal access to AUX1, AUX1 interrupted | Siemens | 6ES7193-4CD20-0AA0 | Terminal module TM-P15S23-A0 2x3 terminal | 273 | 18
40 | 11047660 11008334 11008337 | WRM-1 |  | SIMATIC DP, 5 terminal modules TM-E15S24-01 for ET 200S for electronic modules 15 mm width, Screw terminals, 2x4 terminal connections without terminal access to AUX1, AUX1 continuous 5 units per packing uni | Siemens | 6ES7193-4CB20-0AA0 | terminal modules TM-E15S24-01 2x4 terminal | 1230 | 31
41 | 11007860 | WRM-1 |  | SIMATIC DP, 5 universal terminal modules TM-E15S26-A1 for ET 200S for electronic modules 15 mm width, Screw terminals, 2x6 terminal connections with terminal access to AUX1, AUX1 continuous 5 units per packing unit | Siemens | 6ES7193-4CA40-0AA0 | universal terminal modules TM-E15S26-A1 2*6 termial | 242 | 0
42 | 11008338 | WRM-1 |  | SIMATIC DP, 1 terminal module TM-E30S44-01 for ET 200S for electronic modules 30 mm overall width, Screw terminals, 4x 4 terminal connections without terminal access to AUX1, AUX1 continuous | Siemens | 6ES7193-4CG20-0AA0 | terminal module TM-E30S44-01 4*4 terminal | 0 | 32
43 | 11069303 | WRM-1 |  | SIMATIC DP, 1 terminal module TM-E15S24-AT for ET 200S, for electronic module 2 AI TC High Feature, 15 mm width, Screw terminals, without terminal access to AUX1, AUX1 continuous | Siemens | 6ES7193-4CL20-0AA0 | terminal module TM-E15S24-AT module 2 AI TC | 17 | 1
44 | 11043889 11008352 | WRM-1 |  | 5 shield terminals for ET 200S for connecting Braided cable shields to Conductor bar 5 units per packing unit | Siemens | 6ES7193-4GB00-0AA0 | Sheild Terminal(Screw Type) | 344 | 19
45 | 11005718 11005727 | WRM-1 |  | SIMATIC DP, Interface module IM 151-1 Standard for ET 200S; incl. termination module Data volume of 244 bytes each for inputs and outputs; max. 63 I/O modules PROFIBUS DP V0 and V1 up to 2 m width can be connected; Bus connection via 9-pin D-sub | Siemens | 6ES7151-1AA05-0AB0 | IM151 Interface | 73 | 11
46 |  | WRM-1 |  | SIMATIC DP, INTERFACE MODULE IM151-1 STANDARD FOR ET200S; INCL. TERMINATING MODULE DATA VOLUME 244BYTE FOR EACH INPUT AND OUTPUT; MAX. OF 63 PERIPHERIEMODULES PROFIBUS DP V0 AND V1 UP TO 2M WIDTH CONNECTABLE; BUS INTERFACING VIA 9-WAY SUB-D | Siemens | 6ES7151-1AA04-0AB0 | IM151 Interface |  | 1
47 | 11069304 | WRM-1 |  | SIMATIC DP, INTERFACE MODULE IM151-1 FO FOR ET200S; TRANSMISS. RATE UP TO 12MBIT/S; DATA VOLUME 128 BYTE FOR EACH INPUT AND OUTPUT; MAX. OF 63 POWER, ELECTR. OR MOTOR STARTER MODULES CONNECTABLE; BUS INTERFACING VIA INTEGR. FO INTERFACE INCL. TERMINATING MODULE | Siemens | 6ES7151-1AB02-0AB0 | IM151 FO Interface | 21 | 1
48 | 11005724 11006208 11006260 | WRM-1 |  | SIMATIC DP, Connection ET 200M IM 153-2 High Feature for max. 12 S7-300 modules with redundancy capability, Timestamping suitable for isochronous mode New features: up to 12 modules can be used Slave INITIATIVE for Drive ES and Switch ES Expanded quantity structure for HART auxiliary variables Operation of the 64-channel modules 32 signals/slot | Siemens | 6ES7153-2BA02-0XB0 | IM153 Interface | 4 | 15
49 | 11005722 | WRM-1 |  | SIMATIC S7-300, Connection IM 360 in central rack for connection of max. 3 expansion racks, with C-bus | Siemens | 6ES7360-3AA01-0AA0 | IM360 Interface | 2 | 2
50 | 11052153 11042692 11006198 | WRM-1 |  | SIMATIC S7-300, Connection IM 361 in expansion rack for connection to central rack (IM360), supply voltage 24 V DC, with C-bus | Siemens | 6ES7361-3CA01-0AA0 | IM361 - Expansion Rack | 2 | 2
51 | 11004335 11007861 11004418 | WRM-1 |  | SIMATIC DP, Connection plug for PROFIBUS up to 12 Mbit/s 90° cable outlet, 15.8x 64x 35.6 mm (WxHxD), terminating resistor with isolating function, without PG socke | Siemens | 6ES7972-0BA12-0XA0 | Profibus Connector | 83 | 22
52 | 11004357 11004399 11004426 | WRM-1 |  | SIMATIC DP, BUS CONNECTOR FOR PROFIBUS UP TO 12 MBIT/S WITH TILTED CABLE OUTLET, 15,8 X 54 X 39,5 MM (WXHXD), TERMINAT. RESIST. WITH ISOLAT. FUNCTION, WITH PG SOCKE | Siemens | 6ES7972-0BB41-0XA0 | Profibus Connector | 14 | 1
53 | 11004960 | WRM-1 |  | SIMATIC S7, Y coupler for setting up a Y-Link for redundant controllers | Siemens | 6ES7197-1LB00-0XA0 | Profibus Y Link | 9 | 5
54 | 11031308 | WRM-1 |  | SIMATIC DP, RS485 REPEATER FOR THE CONNECTION OF PROFIBUS/MPI BUS SYSTEMS WITH MAX. 31 NODES; MAX. 12 MBIT/S, DEGREE OF PRO- TECTION IP20 | Siemens | 6ES7972-0AA01-0XA0 | Profibus Repeater | 29 | 0
55 | 11004962 | WRM-1 |  | SIMATIC DP, DP/DP coupler Coupling module for connecting of two PROFIBUS DP networks redundant current infeed | Siemens | 6ES7158-0AD01-0XA0 | DP-DP Cplr | 14 | 3
56 | 11049254 | WRM-1 |  | SIMATIC S7, Diagnostic repeaters for PROFIBUS DP, for online diagnostics of the PROFIBUS cable, DP standard slave up to 12 Mbit/s, Degree of protection IP20, FastConnect connection method | Siemens | 6ES7972-0AB01-0XA0 | Diagnostic Repeater | 2 | 1
57 | 11006243 11005683 | WRM-1 |  | Electronics module for ET 200S, 8DI 24 V DC 15 mm width | Siemens | 6ES7131-4BF00-0AA0 | 8 DI | 878 | 70
58 | 11047665 11005684 | WRM-1 |  | Electronics module for ET 200S, 8 DO 24 V DC/0.5 A, 15 mm width | Siemens | 6ES7132-4BF00-0AA0 | 8 DO 0.5 A | 408 | 24
59 | 11006258 11006207 11003576 | WRM-1 |  | SIMATIC DP, 5 electronic modules for ET 200S, 4DI standard 24 V DC, 15 mm widt | Siemens | 6ES7131-4BD01-0AA0 | 4 DI | 155 | 20
60 | 11003586 | WRM-1 |  | SIMATIC DP, 5 electronic modules for ET 200S, 4 DO standard 24 V DC/2 A, 15 mm width | Siemens | 6ES7132-4BD32-0AA0 | 4 DO 2A | 82 | 28
61 | 11006206 | WRM-1 |  | SIMATIC DP, 5 electronic modules for ET 200S, 4 DO standard 24 V DC/0.5 A, 15 mm width | Siemens | 6ES7132-4BD02-0AA0 | 4 DO 0.5A | 70 | 24
62 | 11006264 | WRM-1 |  | SIMATIC DP, 5 electronic modules for ET 200S, 2 DO relay 24 V DC-230 V AC/5 A, 15 mm width, Substitute value output with LED SF | Siemens | 6ES7132-4HB01-0AB0 | 2RO NO Type | 17 | 8
63 | 11006229 11006249 | WRM-1 |  | SIMATIC DP, Electronics module f. ET200S, 2AI TC High Feature, 15 mm width, 15 bit+sign with internal temperature Compensation | Siemens | 6ES7134-4NB01-0AB0 | 2 AI TC module | 15 | 52
64 | 11007862 | WRM-1 |  | SIMATIC DP, Electronics module f. ET200S, 2AI Standard I-4DMU 15 mm width, +/-20mA; 13 bit+sign 4.. 20mA; 12-bit for 4-wire transmitter Cycle time 65 ms/channel with SF LED | Siemens | 6ES7134-4GB11-0AB0 | 2 AI 4-20mA | 6 | 6
65 | 11006214 11007861 | WRM-1 |  | SIMATIC DP, Electronics module for ET 200S, 2 AI Standard U 15 mm width, +/-10V; 13 bit+sign +/-5 V; 12 bit+sign, 1..5 V; 12-bit Cycle time 65 ms/channel with SF LED | Siemens | 6ES7134-4FB01-0AB0 | 2 AI +/- 10V | 11 | 12
66 | 11006267 | WRM-1 |  | SIMATIC DP, Electronics module f. ET200S, 2AI Standard I-2DMU 15 mm width, 4.. 20mA; 13 bit for 2-wire transducer Cycle time 65 ms/channel with SF LED | Siemens | 6ES7134-4GB01-0AB0 | 2AI 2 Wire | 4 | 12
67 | 11006228 | WRM-1 |  | SIMATIC DP, Electronics module 2 AI I High Feature for ET 200S, 15 mm width, Cycle time per module: 0.5 ms, +/-20mA; 15 bit+sign, 4.. 20mA; 15 bit, Operational limit +/-0.1% with SF LED | Siemens | 6ES7134-4MB02-0AB0 | 2AI 4-20mA | 257 | 31
68 | 11006215 | WRM-1 |  | SIMATIC DP, Electronics module ET 200S: 2 AI High Speed U, 15 bit, 15 mm width, Cycle time of module: 0.1 ms, with SF LED | Siemens | 6ES7134-4FB52-0AB0 | 2AI HS | 5 | 0
69 | 11003457 | WRM-1 |  | SIMATIC DP, Electronics module f. ET200S, 2 AO U, 15 mm width, +/-10V; 13 bit+sign, 1..5 V; 12 bit, Cycle time less than 1 ms with SF LED | Siemens | 6ES7135-4FB01-0AB0 | 2 AO +/- 10V | 51 | 12
70 | 11006234 11006283 | WRM-1 |  | SIMATIC DP, Electronics module for ET 200S, 2 AO I 15 mm width, +/-20mA; 13 bit+sign, 4..20mA; 13 bit Cycle time less than 1 ms with SF LED | Siemens | 6ES7135-4GB01-0AB0 | 2 AO 4-20mA | 45 | 14
71 | 11047662 | WRM-1 |  | SIMATIC DP, Electronics module for ET 200S, 2/4 AI RTD Standard, 15 mm width, 15 bit+sign Pt100 STD; Pt100 KL; NI100 STD; NI100 KL; 150 ohm; 300 ohm; 600 ohm; Cycle time 110 ms/channel with SF LED | Siemens | 6ES7134-4JB51-0AB0 | RTD module | 2 | 4
72 | 11004957 | WRM-1 |  | SIMATIC DP, Electronics module for ET 200S, 1 count 5 V/500 kHz connection of RS422 incremental encoders, operating modes: Measure, Count, 30 mm installation width, 1-channel with clock synchronization | Siemens | 6ES7138-4DE02-0AB0 | Counter 500kz | 6 | 2
73 | 11006269 | WRM-1 |  | SIMATIC DP, Electronics module for ET 200S, 1 count 24 V/100 kHz 15 mm installation width, operating modes: Count, Measure, (cycle duration measurement, high-resolution) with clock synchronization | Siemens | 6ES7138-4DA04-0AB0 | Counter Module | 12 | 7
74 | 11068394 11046106 2200052830 | WRM-1 |  | SIMATIC DP, Electronics module for ET 200S, 1 SSI 25 bit/1 MHz 15 mm width, Module for connection of absolute value encoders with SSI Synchronous Serial Interface with DI and comparison value with clock synchronization | Siemens | 6ES7138-4DB03-0AB0 | Counter Module | 6 | 13
75 | 11006211 | WRM-1 |  | SIMATIC S7-300, Digital input SM 321, Isolated 32 DI, 24 V DC, 1x 40-pole | Siemens | 6ES7321-1BL00-0AA0 | 32 Point-DI | 16 | 8
76 | 11006571 11006719 | WRM-1 |  | SIMATIC S7-300, Digital output SM 322, isolated, 32 DO, 24 V DC, 0.5A, 1x 40-pole, Total current 4 A/group (16 A/module) | Siemens | 6ES7322-1BL00-0AA0 | 32 Point-DO | 8 | 3
77 | 11006570 11042691 | WRM-1 |  | SIMATIC S7-300, Digital output SM 322, isolated, 16 DO, 24 V DC, 0.5A, 1x 20-pole, Total current 4 A/group (8 A/module) | Siemens | 6ES7322-1BH01-0AA0 | 16 Point-DO | 5 | 2
78 | 11003463 11005672 | WRM-1 |  | SIMATIC S7-300, Analog input SM 331, isolated, 8 AI, Resolution 9/12/14 bits, U/I/thermocouple/resistor, alarm, diagnostics, 1x 20-pole Removing/inserting with active backplane bus | Siemens | 6ES7331-7KF02-0AB0 | AI 4-20mA | 10 | 5
79 |  | WRM-1 |  | SIMATIC S7-300, Analog output SM 332, isolated, 2 AO, U/I; resolution 11/12 bits, 20-pole, Removing/inserting with active backplane bus possibl | Siemens | 6ES7332-5HB01-0AB0 | 2 AO x 12 bit | 0 | 0
80 | 11007873 11004394 | WRM-1 |  | SIMATIC S7-300, Front connector with screw contacts, 40-pole | Siemens | 6ES7392-1AM00-0AA0 | 40 pin Connect | 10 | 4
81 | 11069305 | WRM-1 |  | SCALANCE X310FE, managed plus IE switch, 10x 10/100 Mbit/s RJ45 ports, LED diagnostics, error-signaling contact with Select/set pushbutton, PROFINET IO Device, network management, integrated redundancy manager, Office features (RSTP, VLAN, IGMP,..) C-plug in scope of delivery | Siemens | 6GK5310-0BA00-2AA3 | Scalance Sw | 2 | 0
82 | 11069306 | WRM-1 |  | SCALANCE X208, managed IE switch, 8x 10/100 Mbit/s RJ45 ports, LED diagnostics, error-signaling contact with set button, redundant power supply, PROFINET IO device, network management, Redundancy Manager integrated, incl. electron. manual on CD-ROM, C-plug optional | Siemens | 6GK5208-0BA10-2AA3 | Scalance Sw | 2 | 0
83 | 11069497 | WRM-1 |  | SIPLUS NET SCALANCE X204-2LD -40...+60°C with conformal coating based on 6GK5204-2BC10-2AA | Siemens | 6GK5204-0BB10-2AA3 | Scalance Sw | 1 | 0
84 | 11005569 | WRM-1 |  | MP277 8'' TOUCH, | Siemens | 6AV6643-0CB01-1AX1 | Siemens OP(LCS) | 19 | 4
85 | 11064923 | WRM-1 |  | HMI, 6AV6 642-0DA01-1AX1, OP177B PN/DP | Siemens | 6AV6642-0DA01-1AX1 | Siemens OP(MV Drives) | 2 | 1
86 | 11007173 | WRM-1 |  | SIMATIC S7-300, mounting rail, length: 530 mm | Siemens | 6ES7390-1AF30-0AA0 | S7-300 Rail -530mm | 2 | 0
87 | N.A | WRM-1 |  | SIMATIC S7-300, mounting rail, length: 2000 mm | Siemens | 6ES7390-1BC00-0AA0 | S7-300 Rail -530mm | 2 | 0
88 | 11006261 11007867 11006549 | WRM-1 |  | PROFIBUS OLM/P11 V4.0 Optical Link module with 1 RS485 and 1 plastic FOC interface (2 BFOC sockets), with signaling contact and test port | Siemens | 6GK1503-2CA00 | PROFIBUS OLM/P11 V4.0 Optical Link module with 1 RS485 and 1 plastic FOC interface | 30 | 7
89 | 11011340 | WRM-1 |  | PROFIBUS OLM/G11 V3.1 Optical Link module with 1 RS485 and 1 glass LWL interface (2 BFOC sockets), with signaling contact and test port | Siemens | 6GK1502-2CB10 | PROFIBUS OLM/G11 V3.1 Optical Link module with 1 RS485 and 1 glass LWL interface | 17 | 0
90 |  | WRM-1 |  |  | Siemens |  | Quint 24v dc/10A | 21 | 0
91 |  | WRM-1 |  |  | Siemens |  | Quint 24v dc/20A | 75 | 0
92 | 11069304 | WRM-1 |  | SIMATIC DP, Interface module IM151-1 High Feature f. ET200S; Transmission rate to 12 Mbit/s; data volume 244 bytes each for I/O max. 63 modules can be connected; isochronous mode Bus connection via 9-pin D-sub incl. termination module | Siemens | 6ES7151-1BA02-0AB0 | IM 151 | 13 | 3
93 | 11006260 | WRM-1 |  | SIMATIC DP, Connection ET 200M IM 153-2 High Feature for max. 12 S7-300 modules with redundancy capability, Timestamping suitable for isochronous mode New features: up to 12 modules can be used Slave INITIATIVE for Drive ES and Switch ES Expanded quantity structure for HART auxiliary variables Operation of the 64-channel modules 32 signals/slot | Siemens | 6ES7153-2BA02-0XB0 | ET 200M/LINK | 10 | 7
94 | 11006987 | WRM-1 |  | SITOP PSU200M 5 A Stabilized power supply input: 120/230-500 V AC output: 24 V DC/5 A | Siemens | 6EP1333-3BA00 | INPUT: 120/230-500 V AC OUTPUT: 24 V DC/5 A | 1 | 1
95 | 11007002 | WRM-1 |  | SITOP PSU200M 5 A Stabilized power supply input: 120/230-500 V AC output: 24 V DC/5 A | Siemens | 6ES7307-1EA01-0AA0 | INPUT: 120/230 V AC OUTPUT: DC 24 V DC/5 A | 1 | 3
96 | 11067910 | WRM-1 |  | SIMATIC S7-300, Analog output SM 332, isolated, 2 AO, U/I; resolution 11/12 bits, 20-pole, Removing/inserting with active backplane bus possible | Siemens | 6ES7332-5HB01-0AB0 | AO 2X12 BIT | 1 | 1
97 | 11082406 | WRM-1 |  | SIMATIC S7-300, Analog input SM 331, isolated, 8 AI; +/-5/10V, 1-5 V, +/-20 mA, 0/4 to 20 mA, 16 bit, Single rooting (60 V COM.), 4-channel operation: 10 ms, 8-channel operation: 23-95ms, 1x 40-pole | Siemens | 6ES7331-7NF10-0AB0 | AI 8x 16 BIT | 2 | 2
98 | 11011339 | WRM-1 |  | PROFIBUS OBT; opt. bus terminal for connection of a PROFIBUS nodes without integr. opt. interface to the opt. PROFIBUS DP; without Simplex plug | Siemens | 6GK1500-3AA00 | OBT | 4 | 4
99 | 11041276 | WRM-1 |  | SIMATIC S7-300, Digital module SM 323, isolated, 16 DI and 16 DO, 24 V DC, 0.5 A, Total current 4A, 1x 40-pole | Siemens | 6ES7323-1BL00-0AA0 | DI 16/DO16X24V | 1 | 2
100 | 11042689 11003462 | WRM-1 |  | SIMATIC S7-300, Digital input SM 321, isolated, 16 DI, 24 V DC, 1x 20-pole | Siemens | 6ES7321-1BH02-0AA0 | DI 16 | 2 | 7
101 | 11006569 | WRM-1 |  | SIMATIC S7-300, Digital output SM 322, isolated, 8 DO, 24 V DC, 2A, 1x 20-pol | Siemens | 6ES7322-1BF01-0AA0 | DO 8/2A | 3 | 2
102 | 11006230 | WRM-1 |  | SIMATIC S7-300, Analog input SM 331, Isolated 8 AI, resolution 13 bits U/I/resistor/Pt100, NI100, NI1000, LG-NI1000, PTC/KTY, 66 ms conversion time; 1x 40-pole | Siemens | 6ES7331-1KF02-0AB0 | AI 8X13 BIT | 1 | 2
103 | 11006556 11100095 | WRM-1 |  | SIMATIC S7-300, Analog output SM 332, isolated, 4 AO, U/I; diagnostics; resolution 11/12 bits, 20-pole, removing and inserting possible with active backplane bus | Siemens | 6ES7332-5HD01-0AB0 | AO 4X12 BIT | 1 | 1
104 | 11089146 | WRM-1 |  | SITOP PSU300M 20 A Stabilized power supply input: 3 AC 400-500 V output: 24 V DC/20 A | Siemens | 6EP1436-3BA10 | POWER SUPPLY 20A | 1 | 1
105 | 11082407 | WRM-1 |  |  | Siemens | 6ES7151-1CA00-3BL00 | IM 151-1 COMPACT 16 DI/16 DO | 1 | 2
106 | 11089146 | WRM-1 |  |  | Siemens | 6EP1436-2BA10 | POWER SUPPLY 20A,SITOP | 1 | 0
107 | 11103339 | WRM-1 |  | SIMATIC DP, Electronics module for ET 200S, 1 SI serial interface 1-channel, 15 mm width, RS232/422, 485 MODBUS/USS | Siemens | 6ES7138-4DF11-0AB0 | RS MODULE | 4 | 2
108 | 11103338 | WRM-1 |  | SIMATIC DP, Electronics module for ET 200S, 2 AI Standard U 15 mm width, +/-10V; 13 bit+sign +/-5 V; 12 bit+sign, 1..5 V; 12-bit Cycle time 65 ms/channel with SF LED | Siemens | 6ES7134-4NB00-0AB0 | 2 AI TC module | 1 | 0
109 | 11082408 | WRM-1 |  | SIMATIC S7, Micro Memory Card P. S7-300/C7/ET 200, 3, 3V Nflash, 4 MByte | Siemens | 6ES7953-8LM20-0AA0 | 4MB RAM | 2 | 0
110 | 11003489 | WRM-1 |  | SIMATIC S7, Micro Memory Card for S7-300/C7/ET 200, 3, 3V Nflash, 64 KB | Siemens | 6ES7953-8LF20-0AA0 | 64KB RAM | 1 | 2
111 | 11082409 | WRM-1 |  | SIMATIC S7, Micro Memory Card for S7-300/C7/ET 200, 3, 3V Nflash, 512 KB | Siemens | 6ES7953-8LJ30-0AA0 | 512KB RAM | 1 | 0
112 | 11003474 11040556 11003475 | WRM-1 |  | SIMATIC S7-200, CPU 226 Compact unit, DC power supply 24 DI DC/16 DO DC, 16/24 KB progr./10 KB data, 2 PPI/user-programmable interface | Siemens | 6ES7216-2AD23-0XB0 | CPU - S7200 | 1 | 3
113 | 11056082 | WRM-1 |  | SIMATIC S7-200, Analog input EM 231, only for S7-22X CPU, 4 AI, 0-10V DC, 12 bit converter | Siemens | 6ES7231-0HC22-0XA0 | AI4x12 BIT -S7200 | 1 | 0
114 | 11056083 | WRM-1 |  | SIMATIC S7-200, PROFIBUS DP Slave module, 9.6 KB to 12 MB, 1 interface PROFIBUS-DP/MPI | Siemens | 6ES7277-0AA22-0XA0 | DP EM277 - S7200 | 1 | 1
115 | 11069302 | WRM-1 |  | SIMATIC NET, DP/AS-Interface Link 20 E, Gateway PROFIBUS DP/AS-Interface according to AS-Interface specification V 3.0 in degree of protection IP20 | Siemens | 6GK1415-2AA10 | DP/AS INTERFACE LINK 20E | 1 | 6
116 | 11094937 | WRM-1 |  | SIMATIC DP, Bus module for ET 200M for holding two 40 mm wide I/O modules for removal and insertion function | Siemens | 6ES7195-7HB00-0XA0 | BUS MODULE | 0 | 4
117 | 11006239 | WRM-1 |  | SIMATIC DP, Terminal module TM-P15S23-A1 for ET 200S for power modules, 15 mm width, Screw terminals 2x3 terminal connections with terminal access to AUX1, AUX1 continuous | Siemens | 6ES7193-4CC20-0AA0 | TERM. MOD | 0 | 46
118 | 11006326 | WRM-1 |  | SIMATIC DP, bus module BM IM157 for extended temperature range Bus module f. IM157 and IM153-2 for removal and insertion function during operation | Siemens | 6ES7195-7HD80-0XA0 | BUS MODULE | 0 | 6
119 |  | WRM-1 |  | SIMATIC DP, Interface module IM 151-1 FO for ET 200S; Transmission rate to 12 Mbit/s; Data volume of 244 bytes each for inputs and outputs; max. 63 power, electronic or motor starter modules can be connected; bus connection via integr. FOC incl. termination module | Siemens | 6ES7151-1AB05-0AB0 | IM151 Interface | 0 | 2
120 | 11005718 | WRM-1 |  | SIMATIC DP, Interface module IM 151-1 Standard for ET 200S; incl. termination module Data volume of 244 bytes each for inputs and outputs; max. 63 I/O modules PROFIBUS DP V0 and V1 up to 2 m width can be connected; Bus connection via 9-pin D-sub | Siemens | 6ES7151-1AA05-0AB0 | IM151 Interface |  | 7
121 | 11004357 | WRM-1 |  | SIMATIC DP, Connection plug for PROFIBUS up to 12 Mbit/s with inclined cable outlet, 15.8x 54x 39.5 mm (WxHxD), terminating resistor with isolating function, without PG socket | Siemens | 6ES7972-0BA42-0XA0 | Profibus Connector | 0 | 5
122 | 11102123 | WRM-1 |  | SIMATIC DP, spare part Termination module for ET 200S | Siemens | 6ES7193-4JA00-0AA0 | Termination module for ET 200S | 0 | 4
123 |  | WRM-1 |  | SIMATIC HMI IPC677C 2PCI Slots 250 GB HDD SATA 2GByte DDR3 SDRAM (1X 2GByte) DC 24V Industrial PS Mainbord CV5, Core i3 @,13 GHz Panel 12T 677B/C W/O USB Windows XP Prof. MUI SP3 / 677 C 2 LAN Port | Siemens | 6AV7890-1AD10-0AB0 | Simatic touch Panel windows based | 1 | 0
124 | 11046104 | WRM-1 |  | SIMATIC S7-300, ANALOG MODULE SM 335, OPTICALLY ISOLATED U/I; DIAGNOSTICS; INTERRUPT, 4 AI 14 BIT RESOL., 4 AO 11/12 BIT 1 X 20-PINS | Siemens | 6ES7335-7HG02-0AB0 | AI 4X 14BIT / AO 4X12 BIT |  | 4
125 | 11047667 | WRM-1 |  | ET 200S Distributed I/O System Digital Electronic Module 8DI DC24V SOURCE INPUT | Siemens | 6ES7131-4BF50-0AA0 | 8 DIx 24V DC |  | 3
126 | 11006982 | WRM-1 |  | SIMATIC S7-400, Power supply PS407: 10 A, wide range, UC 120/230V, 5 V DC/10 A | Siemens | 6ES7407-0KA02-0AA0 | PS 407, 10A |  | 3
127 | 11011339 | WRM-1 |  | PROFIBUS OBT; opt. bus terminal for connection of a PROFIBUS nodes without integr. opt. interface to the opt. PROFIBUS DP; without Simplex plug | Siemens | 6GK1500-3AA00 | PROFIBUS OBT |  | 4
128 | 11100892 | WRM-1 |  | SIMATIC DP, RS485 repeater For connection of PROFIBUS/MPI bus systems with max. 31 nodes max. baud rate 12 Mbit/s, | Siemens | 6ES7972-0AA02-0XA0 | Profibus Repeater RS485 |  | 2
129 | 11131285 | WRM-1 |  | SIMATIC S7-300, Digital module SM 323, isolated, 8DI and 8DO, 24 V DC, 0.5 A Total current 2A, 1x 20-pole | Siemens | 6ES7323-1BH01-0AA0 | 8xDI / 8xDO 24VDC |  | 1
130 | 11006327 | WRM-1 |  | SIMATIC S7, bus module for accommodating a Y-coupler incl. bus module cover | Siemens | 6ES7654-7HY00-0XA0 | Y-CUPLER Bus module. |  | 5
131 |  | WRM-1 |  | SIMATIC S7, memory card for S7-400, long design, 5V Flash EPROM, 8 Mbyte | Siemens | 6ES7952-1KP00-0AA0 | 8 MB, FLASH EPROM |  | 1
132 | 11007859 | WRM-1 |  | SIMATIC DP, 5 universal terminal modules TM-E15S26-A1 for ET 200S for electronic modules 15 mm width, Screw terminals, 2x6 terminal connections with terminal access to AUX1, AUX1 continuous 5 units per packing unit | Siemens | 6ES7193-4CA20-0AA0 | universal terminal modules TM-E15S26-A1 2*6 termial |  | 78
1 | 2200074401 | CRM CHANDIGARH |  | PLC AC 500 | ABB | PM 572 | PLC | 1
2 | 2200150021 | CRM CHANDIGARH |  |  | ABB | PM 582 | PLC | 1
3 | 2200113711 | CRM CHANDIGARH |  |  | ABB | PM 573-ETH | PLC | 4 | 1
4 | 2200180101 | CRM CHANDIGARH |  | PLC AC 800 M | ABB | PM 856 A | PLC | 1
5 | 2200029645 /2200025907 | CRM CHANDIGARH |  |  | ABB | PM 856 | PLC | 1 | 1
6 | 2200059467 | CRM CHANDIGARH |  |  | ABB | PM 851 A | PLC | 3 | 1
7 | 2200023940 | CRM CHANDIGARH |  |  | ABB | PM 861 A | PLC | 1 | 1
8 | 2200079611 | CRM CHANDIGARH |  | PLC AC800 PEC CONTROLLER | ABB | PP D 113 | PLC | 3
9 | 2200185406 | CRM CHANDIGARH |  |  | ABB | PP D 512 | PLC | 1 | 1
10 | 2200077351 | CRM CHANDIGARH |  | PLC MPC 240 | THERMO | MPC 240, 128MB | PLC | 1 | 1
11 |  | CRM CHANDIGARH |  | PLC MCO 3 | THERMO | MCO 3 (68030 CPU) | PLC | 1 | 1
12 | 2200033171 | CRM CHANDIGARH |  | PLC SIMATIC S7 400 | SIEMENS | CPU 414-2 | PLC | 11
13 | 2200033177 | CRM CHANDIGARH |  | PLC SIMATIC S7 300 | SIEMENS | PLC CPU317F 2PN/DP | PLC | 1 | 1
14 | 2200116672 | CRM CHANDIGARH |  | TERMINAL BASE;PART NO:TB511-ETH | ABB | TB511 1SAP111100R0270 | PLC AUX SPARE
15 | 2200052714 | CRM CHANDIGARH |  | CEX CABLE MASTER(3BHE014317R0003) | ABB | 3BHE014317R0003 | PLC AUX SPARE | 3
16 | 2200053020 | CRM CHANDIGARH |  | CEX BUS TERMINATOR TB850 | ABB | 3BSC950193R1 | PLC AUX SPARE | 3
17 |  | CRM CHANDIGARH |  | DSBC 176 Bus Extender Board | ABB | DSBC 176 | PLC AUX SPARE | 2
18 |  | CRM CHANDIGARH |  | DSTC 176 Terminator Unit for Bus | ABB | DSTC 176 (57310001-KT)SE110303S7 | PLC AUX SPARE | 2
19 | 2200053844 | CRM CHANDIGARH |  | TERMINATOR MODULE TB807 | ABB | TB807 PART NO:3BSE008538R1 | PLC AUX SPARE | 8
20 | 2200053816 | CRM CHANDIGARH |  | BUS INLET TB806 | ABB | TB806 PART NO:3BSE008536R1 | PLC AUX SPARE | 7 | 1
21 | 2200053843 | CRM CHANDIGARH |  | BUS OUTLET TB805 | ABB | TB805 PART NO:3BSE008534R1 | PLC AUX SPARE | 7 | 1
22 | 2200053817 | CRM CHANDIGARH |  | MODBUS CABLE TK801V012 | ABB | TK801V012 PART NO:3BSC950089R3 | PLC AUX SPARE | 7 | 1
23 | 2200026042 | CRM CHANDIGARH |  | CABLE ACCESSORY DSTK 221L3 | ABB | DSTK 221L3 PART NO:3BSC950164R30 | PLC AUX SPARE | 4
24 | 2200026123 | CRM CHANDIGARH |  | CABLE DSTK 228SL3 | ABB | DSTK 228SL3 PART NO:3BSC950174R30 | PLC AUX SPARE | 4
25 |  | CRM CHANDIGARH |  | DSTK 227L0,1 Cable Assembly Ribbon | ABB | DSTK 227L0,1 3BSC950173R1 | PLC AUX SPARE | 2
26 | 2100154450 | CRM CHANDIGARH |  | DSRF 197K01 ¦ I/O Subrack with Single 5V | ABB | DSRF 197K01 I/O 3BSE019999R1 | PLC AUX SPARE | 2
27 |  | CRM CHANDIGARH |  | DC INPUT 18-30V, 280W, DC OUTPUT 5V 40A, LOAD RANGE 1-40A, AMBIENT TEMP -5DEG C TO +55DEG C | ABB | DSSR 122 (48990001-NK) | PLC AUX SPARE | 2
28 | 2200078542 | CRM CHANDIGARH |  | TU515 S500 I/O terminal unit | ABB | TU515 1SAP212200R0001 | PLC AUX SPARE |  | 4
29 | 2200197022 | CRM CHANDIGARH |  | TU 510 PROFIBUS TERMINAL OUT |  | TU 510 1SAP210800R0001 | PLC AUX SPARE |  | 2
30 | 2200053841 | CRM CHANDIGARH |  | TU810V1 module termination unit | ABB | TU810V1;PART NUMBER:3BSE013230R1 | PLC AUX SPARE |  | 1
31 | 2200013003 | CRM CHANDIGARH |  | 750-600 END MODULE | WAGO | 750-600 | PLC AUX SPARE | 7 | 1
32 | 2200262313 | CRM CHANDIGARH |  | 750-626 (FILTER 24V) OVER VOLTAGE PROTECTION | WAGO | 750-626 | PLC AUX SPARE | 6
33 | 2200213676 | CRM CHANDIGARH |  | 750-616 DISTANCE MODULE | WAGO | 750-616 | PLC AUX SPARE | 2
34 | 2200214000 | CRM CHANDIGARH |  | 750-625 POWER SUPPLY, 24 VOLT DC, INTRINISICALLY SAFE MODULE | WAGO | 750-625 | PLC AUX SPARE | 1
35 |  | CRM CHANDIGARH |  | 405-0KA02-0AA0, SIMATIC S7 400 | SIEMENS | 6ES7405-0KA02-0AA0 | PLC AUX SPARE | 11 | 1
36 |  | CRM CHANDIGARH |  | M1 power supply 24V/50W NT255 | BACHMANN | PART NO RM160503480 of thermo | PLC AUX SPARE | 1 | 1
37 |  | CRM CHANDIGARH |  | Thyro Power Manager, mat:2000000909 AE00, Ser: 70169871/019, Software: TA3TP47J.D02, Make Advanced energy | AE | mat:2000000909 AE00 | PLC AUX SPARE | 10
38 | 2200150184 | CRM CHANDIGARH |  | DIGITAL INPUT MODULE | ABB | DI 524 | DI DO MODULE | 39 | 5
39 | 2200021401 | CRM CHANDIGARH |  | DIGITAL INPUT MODULE | ABB | DI 810 (16 DIGITAL INPUT CHANNELS) 24VDC | DI DO MODULE | 50 | 5
40 | 2200016619 | CRM CHANDIGARH |  | DIGITAL INPUT MODULE | ABB | DI 801 (16 DIGITAL INPUT CHANNELS) 24VDC | DI DO MODULE | 113 | 15
41 |  | CRM CHANDIGARH |  | DIGITAL INPUT MODULE | THERMO | E 243 | DI DO MODULE | 2
42 | 2200018663 | CRM CHANDIGARH |  | DIGITAL INPUT MODULE | SIEMENS | 32 X DC24V , (421-1BL01-0AA0) SIMATIC S7 400 | DI DO MODULE | 11 | 3
43 | 2200010185 | CRM CHANDIGARH |  | DIGITAL INPUT MODULE | SIEMENS | SM 321 (321-IBL00-0AA0) SIMATIC S7 300 ( 32 DI ) | DI DO MODULE | 11 | 2
44 | 2200214691 | CRM CHANDIGARH |  | DIGITAL INPUT MODULE | Wago | 750-432 ( 4CH DI , 24VDC) | DI DO MODULE | 18 | 2
45 | 2200214693 | CRM CHANDIGARH |  | DIGITAL INPUT MODULE | Wago | 750-438 (2 CH,24VDC) | DI DO MODULE | 3 | 1
46 | 2200013003 | CRM CHANDIGARH |  | DIGITAL INPUT MODULE | Wago | 750-600/000-001 (FAIL-SAFE 8CH DI , 24VDC , PROFISAFE) | DI DO MODULE | 7 | 1
47 | 2200214697 | CRM CHANDIGARH |  | DIGITAL INPUT MODULE | Wago | 750-660 NO.OF INPUT CHANNEL:8 | DI DO MODULE | 4
48 | 2200074368 | CRM CHANDIGARH |  | DIGITAL OUTPUT MODULE | ABB | DC 523 | DI DO MODULE | 27 | 8
49 | 2200026058 | CRM CHANDIGARH |  | DIGITAL OUTPUT MODULE | ABB | DO 801 (16 DIGITAL OUTPUT CHANNELS) 24VDC | DI DO MODULE | 69 | 13
50 | 2200021402 | CRM CHANDIGARH |  | DIGITAL OUTPUT MODULE | ABB | DO 810 (16 DIGITAL OUTPUT CHANNELS) 24VDC | DI DO MODULE | 34 | 3
51 | 2200269234 | CRM CHANDIGARH |  | DIGITAL OUTPUT MODULE | WAGO | 750-537 (8CH , 24VDC , 0.5A) | DI DO MODULE | 6 | 2
52 | 2200269349 | CRM CHANDIGARH |  | DIGITAL OUTPUT MODULE | WAGO | 750-508 ( 2CH , 24VDC , 2.0A ) | DI DO MODULE | 10 | 2
53 | 2200021375 | CRM CHANDIGARH |  | DIGITAL OUTPUT MODULE | SIEMENS | 16 X DC24V/2A (422-1BH11-0AA0) SIMATIC S7 400 | DI DO MODULE | 11
54 |  | CRM CHANDIGARH |  | DIGITAL OUTPUT MODULE | THERMO | A 244 | DI DO MODULE | 2
55 | 2200078017 | CRM CHANDIGARH |  | M1 DIGITAL OUTPUT 32+16 DIGITAL INPUT | BACHMANN ELECTRONIC | RM 160503432 | DI DO MODULE | 1
56 | 2200214692 | CRM CHANDIGARH |  | DIGITAL INPUT OUTPUT MODULE | WAGO | Module 750-665/000-001 (FAIL-SAFE 4CH DI AND 4 CH DO , 24VDC , 0.5A, PROFISAFE ) | DI DO MODULE | 3 | 2
57 | 2200078215 | CRM CHANDIGARH |  | DIGITAL INPUT OUTPUT MODULE | SIEMENS | SM 323 (6ES7323-IBL00-0AA0) SIMATIC S7 300 (16DI / 16DO) | DI DO MODULE | 26
58 | 2200053841 | CRM CHANDIGARH |  | DIO MODULE BASE, | ABB | TU 810 VI | DI DO MODULE | 96 | 2
59 | 2200078542 | CRM CHANDIGARH |  | DIO MODULE BASE, | ABB | TU 515 FOR DC523/DI524 | DI DO MODULE | 41 | 4
60 | 2200048608 | CRM CHANDIGARH |  | ANALOG INPUT MODULE AI801, ABB | ABB | AI 801 , 0(4)-20MA | AI AO MODULE | 2
61 | 2200048076 | CRM CHANDIGARH |  | ANALOG OUTPUT MODULE AO 801, ABB | ABB | AO 801, 8CH, 24V DC | AI AO MODULE | 2
62 | 2200196934 | CRM CHANDIGARH |  | PULSE COUNTER BOARD FOR S100 I/O RACK DSDP 170,57160001-ADF, ABB | ABB | DSDP 170 | AI AO MODULE | 3
63 | 2200189662 | CRM CHANDIGARH |  | ANALOG INPUT BOARD FOR S100 I/O RACK DSAI 130D 3BSE003127R1, ABB | ABB | DSAI 130 D | AI AO MODULE | 2
64 | 2200035036 | CRM CHANDIGARH |  | ANALOG OUTPUT CARD FOR S100 I/O RACK DSAO 120A 3BSE018293R1, ABB | ABB | DSAO 120 A | AI AO MODULE | 2
65 | NIR-6581199 | CRM CHANDIGARH |  | BUS COUPLER CARD DSBC 176, 3BSE019216R1 ,ABB | ABB | DSBC 176 | AI AO MODULE | 2
66 | 2100112711 | CRM CHANDIGARH |  | CONNECTION UNIT DSTA 131 , 57120001-CV ,ABB | ABB | DSTA 131 FOR DSAI 130 D | AI AO MODULE | 2
67 | 2200046879 | CRM CHANDIGARH |  | CONNECTION UNIT DSTA 171, 3BSE018311R1 ,ABB | ABB | DSTA 171 FOR DSAO120A | AI AO MODULE | 2
68 | 2200050881 | CRM CHANDIGARH |  | CONNECTION UNIT DSTX 170, 57160001-ADK, ABB | ABB | DSTX 170 FOR DSDP170 | AI AO MODULE | 3
69 | 2200060764 | CRM CHANDIGARH |  | AI830A , RTD ,(8 ANALOG INPUT CHANNEL) | ABB |  | AI AO MODULE | 9 | 1
70 |  | CRM CHANDIGARH |  |  | ABB | DSTA 131 CARD (SE1035079V) 57120001-CV | AI AO MODULE | 2
71 | 2200018396 | CRM CHANDIGARH |  | M1 ANALOG 8 IN/OUT 14 bit AIO 288 | BACHMANN ELECTRONIC | RM160503440 | AI AO MODULE | 1
72 | 2200077996 | CRM CHANDIGARH |  | M1 COUNTER MODULE CNT 204/H | BACHMANN ELECTRONIC | RM160503452 | AI AO MODULE | 1
73 |  | CRM CHANDIGARH |  | AI 810 , ANALOG INPUT MODULE 8CH,24V DC | ABB |  | AI AO MODULE | 2 | 3
74 | 2200053840 | CRM CHANDIGARH |  | AO 810 , ANALOG OUTPUT MODULE 8CH,24V DC | ABB |  | AI AO MODULE | 3 | 2
75 |  | CRM CHANDIGARH |  | ANALOG INPUT MODULE PE 84 | THERMO | PE 84 | AI AO MODULE | 1
76 |  | CRM CHANDIGARH |  | ANALOG OUTPUT MODULE PA42 | THERMO | PA 42 , | AI AO MODULE | 1
77 | 2200017771 | CRM CHANDIGARH |  | PULSE/FREQUENCY MODULE DP820 | ABB | DP820 | AI AO MODULE | 4 | 1
78 | 2200013060 | CRM CHANDIGARH |  | ANALOG INPUT MODULE SM 331 | SIEMENS | SM 331 (331-7KF02-0AB0) SIMATIC S7 300 (8CH AI) | AI AO MODULE | 15 | 1
79 |  | CRM CHANDIGARH |  |  |  |  | AI AO MODULE
80 | 2200057571 | CRM CHANDIGARH |  | FAST I/O MODULE XF801 | ABB | XF 801 | AI AO MODULE | 1 | 1
81 | 2200220859 | CRM CHANDIGARH |  | ANALOG INPUT MODULE 750-453 | WAGO | AI ,750-453 , 4CH , 0…20mA | AI AO MODULE | 2
82 | 2200214679 | CRM CHANDIGARH |  | ANALOG INPUT MODULE 750-457 | WAGO | AI ,750-457 , 4CH, +-10VDC | AI AO MODULE | 4 | 2
83 | 2200254952 | CRM CHANDIGARH |  | ANALOG INPUT MODULE 750-460 | WAGO | AI ,750-460 , 4CH, FOR PT100/RTD | AI AO MODULE | 5 | 2
84 | 2200224237 | CRM CHANDIGARH |  | ANALOG INPUT MODULE 750-481 |  |  | AI AO MODULE
85 | 2200269335 | CRM CHANDIGARH |  | ANALOG INPUT MODULE 750-485 |  |  | AI AO MODULE |  | 1
86 | 2200254793 | CRM CHANDIGARH |  | 750-493 3 PHASE POWER MEASUREMENT MODULE | WAGO | 750-493 | AI AO MODULE | 2
87 | 2200213424 | CRM CHANDIGARH |  | ANALOG OUTPUT MODULE 750-553 | WAGO | AO, 750-553 , 4CH, 0…20mA | AI AO MODULE | 4 | 1
88 | 2200269077 | CRM CHANDIGARH |  | ANALOG OUTPUT MODULE 750-557 |  | 750-533 | AI AO MODULE
89 |  | CRM CHANDIGARH |  |  |  |  | AI AO MODULE
90 |  | CRM CHANDIGARH |  |  |  |  | AI AO MODULE
91 |  | CRM CHANDIGARH |  |  | WAGO | AI ,750-485 , 2CH, 0…20mA | AI AO MODULE | 3
92 |  | CRM CHANDIGARH |  |  |  |  | AI AO MODULE
93 |  | CRM CHANDIGARH |  |  | WAGO | AI ,750-481 , 2CH, RESISTANCE MEASUREMENT | AI AO MODULE | 2
1 |  | SINTER PLANT-1 |  | 586 Controller | Schneider | 140 CPU 534 14A |  | 3 | 1
2 |  | SINTER PLANT-1 |  | Hot-Standby CPU with Memory Card | Schneider | 140 CPU 671 60 |  | 2 | 0
3 |  | SINTER PLANT-1 |  | 115/220V AC, 11A Redundant Power supply | Schneider | 140 CPS 124 20 |  | 10 | 1
4 |  | SINTER PLANT-1 |  | PS 115/230 VAC IN | Schneider | 140 CPS 124 00 |  | 2 | 1
5 |  | SINTER PLANT-1 |  | PS 115/230 VAC IN | Schneider | 140 CPS 114 20 |  | 12 | 0
6 |  | SINTER PLANT-1 |  | RIO Head | Schneider | 140 CRP 931 00 |  | 3 | 2
7 |  | SINTER PLANT-1 |  | Dual Channel RIO Head Processor | Schneider | 140 CRP 932 00 |  | 2 | 5
8 |  | SINTER PLANT-1 |  | RIO Drop | Schneider | 140 CRA 931 00 |  | 11 | 0
9 |  | SINTER PLANT-1 |  | Dual channel RIO Drop Processor | Schneider | 140 CRA 932 00 |  | 6 | 2
10 |  | SINTER PLANT-1 |  | Hot Standby Module | Schneider | 140 CHS 110 00 |  | 2 | 4
11 |  | SINTER PLANT-1 |  | Ethernet Module 10/100 | Schneider | 140 NOE 771 01 |  | 7 | 5
12 |  | SINTER PLANT-1 |  | 32-Ch Digital Input Module, 24V DC | Schneider | 140 DDI 353 00 |  | 42 | 1
13 |  | SINTER PLANT-1 |  | 230VAC IN DI | Schneider | 140 DAI 753 00 |  | 25 | 2
14 |  | SINTER PLANT-1 |  | 32-Ch Digital Output, 24V DC, 0.5A Transistor | Schneider | 140 DDO 353 00 |  | 28 | 0
15 |  | SINTER PLANT-1 |  | Analog In | Schneider | 140 ACI 040 00 |  | 14 | 1
16 |  | SINTER PLANT-1 |  | 8-Ch Analog Input Module (4-20mA /1-5V) | Schneider | 140 ACI 030 00 |  | 16 | 0
17 |  | SINTER PLANT-1 |  | Analog output module | Schneider | 140 ACO 130 00 |  | 10 | 1
18 |  | SINTER PLANT-1 |  | 4-Ch Analog Output Module | Schneider | 140 AV0 020 00 |  | 6 | 0
19 |  | SINTER PLANT-1 |  | TC IN | Schneider | 140 ATI 030 00 |  | 4 | 0
20 |  | SINTER PLANT-1 |  | 8-Ch RTD Input Module | Schneider | 140 ARI 030 10 |  | 14 | 0
1 |  | CSP | CSP MILL | Simatic TDC Rack UR6021 | SIEMENS | 6DD1682-0CH3 |  | 15 | 2
2 |  | CSP | CSP MILL | Backup Battery | SIEMENS | 6ES7971-0BA00 |  | 17 | 2
3 |  | CSP | CSP MILL | Simatic TDC CPU 555 | SIEMENS | 6DD1600-0BB0 |  | 54 | 2
4 |  | CSP | CSP MILL | Simatic TDC Memory module 8MB | SIEMENS | 6ES7953-8LP31-0AA0 |  | 54 | 2
5 |  | CSP | CSP MILL | Simatic TDC CP50M1 | SIEMENS | 6DD1661-0AD1 |  | 31 | 2
6 |  | CSP | CSP MILL | Simatic TDC CP51M1 | SIEMENS | 6DD1661-0AE1 |  | 17 | 2
7 |  | CSP | CSP MILL | Simatic TDC CP52A0 | SIEMENS | 6DD1660-0BH1 |  | 15 | 1
8 |  | CSP | CSP MILL | Simatic TDC CP52M0 | SIEMENS | 6DD1660-0BF0 |  | 3 | 1
9 |  | CSP | CSP MILL | Simatic TDC CP52IO | SIEMENS | 6DD1660-0BG0 |  | 8 | 1
10 |  | CSP | CSP MILL | Simatic TDC Slot cover | SIEMENS | 6DD1682-0DA1 |  | 171 | 10
11 |  | CSP | CSP MILL | Simatic TDC USB Prommer | SIEMENS | 6ES7792-0AA00-XA1 |  | 2 | 1
12 |  | CSP | CSP MILL | ET200SP IM155-6PN/2 HF | SIEMENS | 6ES7155-6AU01-0CN0 |  | 36 | 2
13 |  | CSP | CSP MILL | ET200SP BA 2xRJ45 Bus Adapter | SIEMENS | 6ES7193-6AR00-0AA0 |  | 36 | 2
14 |  | CSP | CSP MILL | ET200SP DI 8x24 V DC ST | SIEMENS | 6ES7131-6BF01-0BA0 |  | 24 | 1
15 |  | CSP | CSP MILL | ET200SP DQ 4RO 4x120VDC-230VAC/5A | SIEMENS | 6ES7132-6HD01-0BB1 |  | 26 | 2
16 |  | CSP | CSP MILL | ET200SP AI 2xU/I 2/4-wire HS | SIEMENS | 6ES7134-6HB00-0DA1 |  | 143 | 2
17 |  | CSP | CSP MILL | ET200SP AQ 2xU/I HS | SIEMENS | 6ES7135-6HB00-0DA1 |  | 181 | 2
18 |  | CSP | CSP MILL | ET200SP TM Pos Input 1 | SIEMENS | 6ES7138-6BA01-0BA0 |  | 195 | 2
19 |  | CSP | CSP MILL | ET200SP TM Count 1x24V | SIEMENS | 6ES7138-6AA00-0BA0 |  | 8 | 1
20 |  | CSP | CSP MILL | ET200SP BU Type A0 (light), BU15-P16+A0+2D separate | SIEMENS | 6ES7193-6BP00-0DA0 |  | 191 | 2
21 |  | CSP | CSP MILL | ET200SP BU Type A0 (dark), BU15-P16+A0+2D jumpered | SIEMENS | 6ES7193-6BP00-0BA0 |  | 306 | 2
22 |  | CSP | CSP MILL | ET200SP BU Type B0 (dark), BU20-P12+A4+0B for RO module | SIEMENS | 6ES7193-6BP20-0BB0 |  | 23 | 1
23 |  | CSP | CSP MILL | DIN rail 35mm, length, 483mm for 19" cabinets | SIEMENS | 6ES57108MA11 |  | 33 | 1
24 |  | CSP | CSP MILL | Scalance XB208 (ET200SP PN Connection with TDC CPU555) | SIEMENS | 6GK5208-0BA00-2AB2 |  | 15 | 1
25 |  | CSP | CSP MILL | Simatic S7-300 Mounting Rail | SIEMENS | 6ES7390-1AF30-0AA0 |  | 2 | 1
26 |  | CSP | CSP MILL | Simatic S7-300 PS307 | SIEMENS | 6ES7307-1EA80-0AA0 |  | 2 | 1
27 |  | CSP | CSP MILL | Simatic S7-300 CPU315F-2 PN/DP | SIEMENS | 6ES7315-2FJ14-0AB0 |  | 2 | 0
28 |  | CSP | CSP MILL | Simatic S7-300 Memory Card 2MB | SIEMENS | 6ES7953-8LL31-0AA0 |  | 3 | 1
29 |  | CSP | CSP MILL | Simatic S7-300 CP343-1 | SIEMENS | 6ES7343-1EX30-0XE0 |  | 2 | 1
30 |  | CSP | CSP MILL | ET200M IM 153-1 DP | SIEMENS | 6ES7153-1AA03-0XB0 |  | 56 | 2
31 |  | CSP | CSP MILL | ET200M SM331 AI 8xU/I 2/4-wire | SIEMENS | 6ES7331-7KF02-0AB0 |  | 48 | 2
32 |  | CSP | CSP MILL | ET200M SM332 AO 8 x 12 bit | SIEMENS | 6ES7332-5HF00-0AB0 |  | 39 | 2
33 |  | CSP | CSP MILL | ET200M DI 32x24 V DC | SIEMENS | 6ES7321-1BL00-0AA0 |  | 102 | 2
34 |  | CSP | CSP MILL | ET200M DO 32x24 V DC | SIEMENS | 6ES7322-1BL00-0AA0 |  | 59 | 2
35 |  | CSP | CSP MILL | SIMEATIC NET PROFIBUS Optical Line Module OLM | SIEMENS | 6GK1500-3AA00 |  | 54 | 2
1 |  | CSP | CSP TUNNEL FURNACE | SIMATIC S7 - 400 CPU 416 - 2 , V 4.0.4 | SIEMENS | 6ES7 416 - 2XK04 - 0AB0 |  | 2 | 0
2 |  | CSP | CSP TUNNEL FURNACE | CPU 416 - 2 , V 5.2.1 | SIEMENS | 6ES7 416 - 2XK04 - 0AB0 |  | 2 | 0
3 |  | CSP | CSP TUNNEL FURNACE | SIMATIC NET CP 443 - 1 , V 2.5 | SIEMENS | 6GK7 443 - 1EX11 - 0XE0 |  | 2 | 0
4 |  | CSP | CSP TUNNEL FURNACE | CP 443 - 1 , V 2.7 | SIEMENS | 6GK7 443 - 1EX11 - 0XE0 |  | 2 | 0
5 |  | CSP | CSP TUNNEL FURNACE | CP Module, CP 443 - 5 EXT V 6.5 | SIEMENS | 6GK7 443 - 5DX04 - 0XE0 |  | 4 | 1
6 |  | CSP | CSP TUNNEL FURNACE | SIMATIC S7 Interface Module, IM 467 V 3.1.0 | SIEMENS | 6ES7 467 - 5GJ02 - 0AB0 |  | 4 | 1
7 |  | CSP | CSP TUNNEL FURNACE | Memory Card , MC 952 / 2 MB / RAM | SIEMENS | 6ES7 952 - 1AL00 - 0AA0 |  | 4 | 1
8 |  | CSP | CSP TUNNEL FURNACE | TADIRANTM High Energy Lithium Battery, 3.6 Volts, Size AA | SIEMENS | 6ES7971-0BA00 |  | 8 | 1
9 |  | CSP | CSP TUNNEL FURNACE | Simatic ET 200M IM 153 - 1 | SIEMENS | 6ES7 153 - 1AA03 - 0XB0 |  | 38 | 2
10 |  | CSP | CSP TUNNEL FURNACE | SIMATIC NET Profibus OLM / G12 V4.0 | SIEMENS | 6GK1502 - 3CB10 |  | 24 | 2
11 |  | CSP | CSP TUNNEL FURNACE | SIMATIC NET Profibus OLM / G12 V4.0 | SIEMENS | 6GK1503 - 3CB00 |  | 24 | 2
12 |  | CSP | CSP TUNNEL FURNACE | RS 485-REPEATER DC 24V, Version E - Stand : 12 | SIEMENS | 6ES7 972-0AA01-0XA0 |  | 2 | 1
13 |  | CSP | CSP TUNNEL FURNACE | Digital Input ((DI) Module , SM 321, DI 32 * DC 24 V , Version E - Stand : 04 | SIEMENS | 6ES7 321 - 1BL00 - 0AA0 |  | 41 | 2
14 |  | CSP | CSP TUNNEL FURNACE | Digital Output ((DO) Module , SM 322, DO 32 * DC 24 V/ 0.5 A ,Version E -Stand : 05 | SIEMENS | 6ES7 322 - 1BL00 - 0AA0 |  | 33 | 2
15 |  | CSP | CSP TUNNEL FURNACE | Analog Input ((AI) Module , SM 33 , AI 8 * 16 BIT , Version E - Stand : 12 | SIEMENS | 6ES7 331 - 7NF00 - 0AB0 |  | 29 | 2
16 |  | CSP | CSP TUNNEL FURNACE | Analog Output ((AO) Module , SM 332 ,AO 4 * 12 BIT , Version E - Stand : 08 | SIEMENS | 6ES7 332 - 5HD01 - 0AB0 |  | 2 | 1
17 |  | CSP | CSP TUNNEL FURNACE | Analog Output ((AO) Module , SM 332 AO 8 * 12 BIT , Version E - Stand : 5 | SIEMENS | 6ES7 332 - 5HF00 - 0AB0 |  | 24 | 2
18 |  | CSP | CSP TUNNEL FURNACE | Analog Input ((AI) Module , SM 331 AI 8 * RTD , Version E - Stand : 01 | SIEMENS | 6ES7 331 - 7PF01 - 0AB0 |  | 64 | 2
19 |  | CSP | CSP TUNNEL FURNACE | Analog Input ((AI) Module , SM 331 , AI 8 * TC , Version E - Stand : 04 | SIEMENS | 6ES7 331 - 7PF10 - 0AB0 |  | 7 | 1
20 |  | CSP | CSP TUNNEL FURNACE | Analog Input ((AI) Module , SM 331, AI 8 * TC , | SIEMENS | 6ES7 331 - 7PF11 - 0AB0 |  | 7 | 1
21 |  | CSP | CSP TUNNEL FURNACE | Simatic Bus Connector Profibus DP | SIEMENS | 6ES7 972-0BA50-0XA0 |  | 470 | 2
22 |  | CSP | CSP TUNNEL FURNACE | SIMATIC S7-400 Rack UR2 | SIEMENS | 6ES7 400 - 1JA01 - 0AA0 |  | 2 | 1
23 |  | CSP | CSP TUNNEL FURNACE | SIMATIC S7-400 Rack UR1, Version 4 | SIEMENS | 6ES7 400 - 1TA01 - 0AA0 |  | 2 | 1
24 |  | CSP | CSP TUNNEL FURNACE | Power Supply (SITOP Modular 20A 1/2 Ph), I/P- AC 120/230 V, 8A/4A,50/60Hz O/P- 24V DC/ 20A/ 480W (24-28.8V) , | SIEMENS | 6EP1 336 - 3BA00 |  | 24 | 1
25 |  | CSP | CSP TUNNEL FURNACE | Power Supply (SITOP), I/P- 3 AC 400V-500V, 50/60Hz, O/P- 22.8V - 26.4V DC 24V / 40A , | SIEMENS | 6EP1 437 - 2BA10 |  | 16 | 1
26 |  | CSP | CSP TUNNEL FURNACE | Power Supply SitopPower 5 , Input - AC 230 /120, 50/60 Hz, 1.3A / 2.2A Output - 24VDC ,5A | SIEMENS | 6EP1 333 - 2AA00 |  | 1 | 1
27 |  | CSP | CSP TUNNEL FURNACE | Power Supply SitopPower 5 , Input -AC 230 /120, 50/60 Hz, 1.3A / 2.2A utput - 24VDC ,5A | SIEMENS | 6EP1 333 - 3BA00 |  | 1 | 1
28 |  | CSP | CSP TUNNEL FURNACE | Power Supply (SITOP), I/P- AC 120/230V - 500V, 50/60Hz O/P- 24V DC/ 10A | SIEMENS | 6EP1 334 - 3BA00 |  | 2 | 1
29 |  | CSP | CSP TUNNEL FURNACE | Redundanz Module (SITOP), I/P- (24V-1, 24V-2) DC, O/P- DC 24V - 0.5V/ max. 40 A, | SIEMENS | 6EP1 961 - 3BA20 |  | 7 | 1
30 |  | CSP | CSP TUNNEL FURNACE | Power Supply, PS 407 AC10 As | SIEMENS | 6ES7 407 - 0KA01 - 0AA0 |  | 2 | 1
31 |  | CSP | CSP TUNNEL FURNACE | Power Supply, PS 407 10 A | SIEMENS | 6ES7 407 - 0KA02 - 0AA0 |  | 2 | 1
1 |  | CSP | CSP UTILITY | S7 400 PLC CPU 414-4H , | SIEMENS | 6ES7 414 4HJ04 0AB0 |  | 2 | 1
2 |  | CSP | CSP UTILITY | POWER SUPPLY FOR CPU , RATING: 10AMP,5VDC I/P: 230VAC, | SIEMENS | 6ES7 407 0KA02 0AA0 |  | 2 | 0
3 |  | CSP | CSP UTILITY | SYNC MODULS FOR INTERFACING , CPU 414-4H, | SIEMENS | 6ES7 9601 AA04 0XA0 |  | 4 | 1
4 |  | CSP | CSP UTILITY | MEMORY CARD(1MB), | SIEMENS | 6ES7 952 1KK00 0AA0 |  | 2 | 1
5 |  | CSP | CSP UTILITY | CP 443-1 ETHERNET TCP/IP 10/100 M BITS/S FULL DUPLEX V2.6, CP INDUSTRIAL ETHERNET,CP443-1 | SIEMENS | 6GK7 443 1EX20 0XE0 |  | 2 | 1
6 |  | CSP | CSP UTILITY | FIBER OPTIC PLUG-IN-CABLE FOR SYNC MODULS, | SIEMENS | 6ES7 960 1AA04 5AA0 |  | 2 | 1
7 |  | CSP | CSP UTILITY | BACK UP BATTERY TYPE: AA 1.9 Ah, | SIEMENS | 6ES7 971 0BA00 |  | 4 | 1
8 |  | CSP | CSP UTILITY | UR2H RACK FOR CPU 414-H, | SIEMENS | 6ES7 400 2JA00 0AA0 |  | 2 | 1
9 |  | CSP | CSP UTILITY | DIN RAIL FOR I/O MODULS SIZE: 530mm, | SIEMENS | 6ES7 195 1GF30 0XA0 |  | 25 | 2
10 |  | CSP | CSP UTILITY | INTERFACE MODULE 153-2 REDUNDANCY BUNDLE | SIEMENS | 6ES7 153 2BA02 0XB0 |  | 50 | 2
11 |  | CSP | CSP UTILITY | DIGITAL INPUT MODULE 32CH, 24 VDC, | SIEMENS | 6ES7 321 1BLOO 0AA0 |  | 50 | 2
12 |  | CSP | CSP UTILITY | DIGITAL OUTPUT MODULE 32CH, 24 VDC, | SIEMENS | 6ES7 322 1BLOO 0AA0 |  | 30 | 2
13 |  | CSP | CSP UTILITY | ANALOG INPUT MODULE 8CH,13 BIT AI, 4-20mA(Current) | SIEMENS | 6ES7 331 1KF01 0AB0 |  | 81 | 2
14 |  | CSP | CSP UTILITY | ANALOG OUTPUT MODULE 8CH,12 BIT, 4-20mA(Current), | SIEMENS | 6ES7 332 5HF00 0AB0 |  | 4 | 1
15 |  | CSP | CSP UTILITY | ACTIVE BUS MODULE(ABM) FOR I/O MODULE, | SIEMENS | 6ES7 195 7HB00 0XA0 |  | 100 | 2
16 |  | CSP | CSP UTILITY | PROFIBUS CONNECTOR WITH PG PORT, | SIEMENS | 6ES7 972 0BB41 0XA0 |  | 2 | 1
17 |  | CSP | CSP UTILITY | PROFIBUS CONNECTOR WITHOUT PG PORT, | SIEMENS | 6ES7 972 0BA41 0XA0 |  | 62 | 2
18 |  | CSP | CSP UTILITY | 40 PIN FRONT CONNECTOR FOR I/O MODULES | SIEMENS | 6ES7 392 1AM00 0AA0 |  | 165 | 2
19 |  | CSP | CSP UTILITY | PROFIBUS OLM P-11 1-PLASTIC FO CABLE INTERFACE WITH 2 BFOC CONNECTION | SIEMENS | 6GK1503-3CA00 |  | 12 | 2
20 |  | CSP | CSP UTILITY | PROFIBUS OLM P-11 1-PLASTIC FO CABLE INTERFACE WITH 1 BFOC CONNECTION, | SIEMENS | 6GK1503-2CA00 |  | 6 | 1
21 |  | CSP | CSP UTILITY | ETHERNET SWITCH,8 PORT,10/100MBPS,MODEL NO-DES-1008D,P/N-IES1008DE…H5G,S/N-F302379008900,H/W VER-H5 | D LINK |  |  | 8 | 0
22 |  | CSP | CSP UTILITY | MEDIA CONVERTER,MODEL NO-DFE-855Mi,S/N-RVMIBEA000549,H/W VER-B1,F/W VER-1.00 | D LINK |  |  | 4 | 0
23 |  | CSP | CSP UTILITY | SITOP LOAD POWER SUPPLY , RATING: 24VDC, 5AMP, I/P: 230VAC, | SIEMENS | 6EP1 334 2AA01 |  | 2 | 1
24 |  | CSP | CSP UTILITY | SITOP LOAD POWER SUPPLY RATING: 24VDC, 10AMP, I/P: 230VAC, | SIEMENS | 6EP1 334 2AA01 |  | 10 | 1
25 |  | CSP | CSP UTILITY | POWER SUPPLY FOR IM 153 ,RATING: 5AMP,24VDC I/P: 230VAC, | SIEMENS | 6EP0 133 3AA00 0AA1 |  | 14 | 1
1 |  | CSP | HRSPM | PLC | ABB | AC800 PEC,CPU -PPD113 |  | 2 | 0
2 |  | CSP | HRSPM | COMM MODULE PROFIBUS MASTER | ABB | CI854A , Part No. 3BSE030220R1 |  | 2 | 0
3 |  | CSP | HRSPM | COMM MODULE PROFIBUS SLAVE | ABB | CI801 , Part Type: 3BSE022366R1 |  | 10 | 2
4 |  | CSP | HRSPM | INTERFACE MODULE , S100 I/O | ABB | CI856 , Part No. 3BSE026055R1 |  | 1 | 0
5 |  | CSP | HRSPM | DI MODULE | ABB | DI 801 , Part Type: 3BSE020508R1 |  | 41 | 0
6 |  | CSP | HRSPM | DO MODULE | ABB | DO801 , Part Type: 3BSE020510R1 |  | 25 | 1
7 |  | CSP | HRSPM | AI MODULE FOR RTD | ABB | AI 830 , Part Type: 3BSE008518R1 |  | 4 | 0
8 |  | CSP | HRSPM | PP846 PROCESS PANEL | ABB | PP- 846 , PART TYPE- 3BSE042238R1 |  | 1 | 0
9 |  | CSP | HRSPM | DP/DP COUPLER, 24V DC | SIEMENS | 6ES7 158 0AD01 0XA0 |  | 1 | 1
10 |  | CSP | HRSPM | DUMMY,DM370 | SIEMENS | 6ES7 370-0AA01-0AA0 |  | 2 | 1
11 |  | CSP | HRSPM | POWER SUPPLY | SIEMENS | 6ES7 307-1BA00-0AA0 |  | 1 | 0
12 |  | CSP | HRSPM | CPU | SIEMENS | 315-2 DP, 6ES7 315-2AH14-0AB0 |  | 1 | 0
13 |  | CSP | HRSPM | DIGITAL INPUT MODULE | SIEMENS | SM321,24VDC,16 BITS, 6ES7 321-7BH01-0AB0 |  | 2 | 0
14 |  | CSP | HRSPM | DIGITAL OUTPUT MODULE | SIEMENS | SM322,24VDC,16 BITS, 6ES7 322-1HH01-0AA0 |  | 2 | 0
15 |  | CSP | HRSPM | ANALOG INPUT MODULE | SIEMENS | SM331,24VDC, 6ES7 331-7KF02-0AB0 |  | 1 | 0
16 |  | CSP | HRSPM | ANALOG OUTPUT MODULE | SIEMENS | SM332,24VDC, 6ES7 332-5HD01-0AB0 |  | 1 | 0
17 |  | CSP | HRSPM | SIMATIC TOUCH SCREEN PANEL | SIEMENS | 6AV6 647-0BC01-3AX1 |  | 1 | 1
1 |  | CSP | HRCTL | ETHERNET MODULE | SIEMENS | 6GK7 443-1EX20-0XE0 |  | 1 | 1
2 |  | CSP | HRCTL | I/F MODULE | SIEMENS | IM153-1, 6ES7 153-1AA03-0XB0 |  | 8 | 0
3 |  | CSP | HRCTL | PLC RACK MOUNTING | SIEMENS | Simatic S7 Rack CR3, 6SE7401-1DA01-0AA0 |  | 1 | 0
4 |  | CSP | HRCTL | POWER SUPPLY | SIEMENS | PS 407, 4A, 6ES7 407-0DA02-0AA0 |  | 1 | 1
5 |  | CSP | HRCTL | CPU | SIEMENS | CPU 412-2, 6ES7 412-2XJO5-0AB0 |  | 1 | 1
6 |  | CSP | HRCTL | DIGITAL INPUT MODULE | SIEMENS | DI 32XDC24V, 6ES7 321-1BL00-0AA0 |  | 23 | 0
7 |  | CSP | HRCTL | DIGITAL OUTPUT MODULE | SIEMENS | SM322,24VDC,16 BITS, 6ES7 322-1HH01-0AA0 |  | 11 | 0
8 |  | CSP | HRCTL | DIGITAL OUTPUT MODULE | SIEMENS | D0 32XDC24V/0.5A, 6ES7 322-1BL00-0AA0 |  | 8 | 0
9 |  | CSP | HRCTL | ANALOG INPUT MODULE | SIEMENS | SM331,AI 8X13BIT, 6ES7 331-1KF01-0AB0 |  | 1 | 0
10 |  | CSP | HRCTL | ANALOG OUTPUT MODULE | SIEMENS | SM332,AO 8X12BIT, 6ES7 332-5HF00-0AB0 |  | 1 | 0
11 |  | CSP | HRCTL | SIMATIC TOUCH SCREEN PANEL | SIEMENS | 6AV6 647-0BC01-3AX1 |  | 1 | 0
1 |  | CSP | HRS-1 | POWER SUPPLY MODULE | ALLEN BRADLEY | CAT NO- 1771P6S |  | 1 | 1
2 |  | CSP | HRS-1 | CPU PLC-5/30 | ALLEN BRADLEY | CAT NO- 1771L30B |  | 1 | 1
3 |  | CSP | HRS-1 | INPUT MODULE | ALLEN BRADLEY | CAT NO- 1771IBN |  | 6 | 1
4 |  | CSP | HRS-1 | OUT PUT MODULE | ALLEN BRADLEY | CAT NO- 1771OBN |  | 5 | 1
1 |  | CRM | PICKLING-1 &2 | POWER SUPPLY RPS;24 V,20 A, | ABB | CP-E-24/20.0 |  | 18 | 1 |  | 2010 & 2012
2 |  | CRM | PICKLING-1,2,NPKL &HRS-2 | POWER SUPPLY RPS;24 V,10 A, | QUINT | PS 100-240AC/ 24V DC /10 |  | 11 | 0 |  | 2010 & 2012
3 |  | CRM | PICKLING-1,2,NPKL &HRS-2 | POWER SUPPLY RPS;24 V,5 A, | SIEMENS | 6EP1333-1LB00 |  | 4 | 0 |  | 2010 & 2012
4 |  | CRM | NPKL,HRS-2 & HRS-4 | POWER SUPPLY RPS:24 VDC,4.5 A | MEANWEL | MODEL:NES-100-24 |  | 4 | 0 |  | 2010 & 2012
5 |  | CRM | NPKL,HRS-2 & HRS-4 | POWER SUPPLY RPS:24 VDC,2.2 A | MEANWEL | MODEL:LRS-50-24 |  | 6 | 0 |  | 2010 & 2012
6 |  | CRM | PICKLING-1 &2 | CPU-CONTROLLER | ABB | AC 800 PEC-PPD113,PPD 113BO1-10-150000AC 800 PEC AC 800 PEC service cable com4-subD,5met,3BHE020455R001 |  | 2 | 0 |  | 2010 & 2012
7 |  | CRM | PICKLING-1 &2 | CEX BUS TERMINATOR | ABB | TB850,3BSC950193R1 |  | 2 | 0 |  | 2010 & 2012
8 |  | CRM | PICKLING-1 &2 | CEX MASTER CABLE |  | 3BHE014317R0003 |  | 2 | 0 |  | 2012 & 2012
9 |  | CRM | PICKLING-2,NPKL | D-LINK |  | D-LINK 16PORT 1016B |  | 3 | 0 |  | 2010 & 2012
10 |  | CRM | PICKLING-1 &2 | D-LINK |  | D-LINK DES1228 |  | 2 | 0 |  | 2010 & 2012
11 |  | CRM | NPKL & HRS-2 | CPU-CONTROLLER | ABB | AC 800M-PM856 |  | 2 | 0 |  | 2010 & 2012
12 |  | CRM | PICKLING-1,2,NPKL &HRS-2 | COMMUNICATION INTERFACE | ABB | CI 854- 3BSE030221R1 |  | 6 | 1 |  | 2010 & 2012
13 |  | CRM | PICKLING-1,2,NPKL &HRS-2 | COMMUNICATION INTERFACE | ABB | CI 801-3BSE022366R1 |  | 36 | 2 |  | 2010 & 2012
14 |  | CRM | PICKLING-1,2,NPKL &HRS-2 | DIGITAL INPUT | ABB | DI 801-3BSE020508R1 |  | 166 | 1 |  | 2010 & 2012
15 |  | CRM | PICKLING-1,2,NPKL &HRS-2 | DIGITAL OUTPUT | ABB | DO 801-3BSE020510R |  | 92 | 3 |  | 2010 & 2012
16 |  | CRM | PICKLING-1,2,NPKL &HRS-2 | PULSE COUNTER MODULE /FERQ | ABB | DP 820-,3BSE013228R1 |  | 4 | 2 |  | 2010 & 2012
17 |  | CRM | PICKLING-1 &2 | ANALOG INPUT MODULE | ABB | AI810-3BSE008516R1 |  | 5 | 1 |  | 2010 & 2012
18 |  | CRM | NPKL | ANALOG INPUT MODULE | ABB | AI801,3BSE020512R1 |  | 1 | 1 |  | 2010 & 2012
19 |  | CRM | PICKLING-1 &2 | ANALOG OUTPUT MODULE | ABB | AO810V2,3BSE038415R1 |  | 5 | 0 |  | 2010 & 2012
20 |  | CRM | NPKL | ANALOG OUTPUT MODULE | ABB | AO801,3BSE020514R1 |  | 1 | 1 |  | 2010 & 2012
21 |  | CRM | PICKLING-1 &2 | COMPACT MTU | ABB | TU810 |  | 4 | 0 |  | 2011 & 2012
22 |  | CRM | PICKLING-1 &2 | Extended MTU | ABB | TU830,3BSE013234R1 |  | 6 | 10 |  | 2012 & 2012
23 |  | CRM | PICKLING-1,2&HRS-2 | TEMPERATURE CONTROLLER | RADIX | DIGITAL TEMPERATURE CONTROLLER MODEL - EK4SP , INPUT - Pt100 type ,Output- 3NO-NC &1NO-C- NC Relay,C/A-ON/OFF,SUPPLY-230VAC MAKE - RADIX |  | 13 | 0 |  | 2010 & 2012
24 |  | CRM | PICKLING-1 &2 | TEMPERATURE TRANSMITTER | ROSE MOUNT | MODEL NO-3144P D1ANAB4 Q4M5,SR NO-01764808,FACTORY CAL-PT100/3WIRE,SUPPLY 12.0-42.4VDC,OUTPUT-4-20mA |  | 14 | 0 |  | 2010 & 2012
25 |  | CRM | PICKLING-1,2 & NPKL | RTD-PT100 | RADIX | TYPE-PT100 3WIRE,SR NO-219061405,OD-6mm,SL-350mm,Tmax-0 TO 200,SH MATL-SS316L, |  | 19 | 0 |  | 2010 & 2012
26 |  | CRM | PICKLING-1,2 & NPKL | ELECTRO-PNEUMATIC LINEAR POSITIONER | FORBE MARSHAL | MODEL NUMBER:830WP,EXPLOSION POOF:NON-EXPLOSIIN,INPUT SINGAL:4~20MA DC,AMBIENT TEMP:20~70`C,SUPPLY PRESSURE:1.4~7.0KGF/CM2,SERIEL NUMBER:20211925 |  | 18 | 0 |  | 2010 & 2012
27 |  | CRM | HRS-4 | CPU, AC500-PM582 | ABB | CPU,AC500PM582,Type-4096 ID-10205D04,Ver-2.3.0.0,Order no-1SAPX40200R0201 Descrip-AC500 PLC,512KB,24V DC,2XRS232/485,FBP,SD-Card slot,LCD |  | 1 | 0 |  | 2014
28 |  | CRM | HRS-4 | COMMUNICATION MODULE CI542-DP,1SAP224200R0001 | ABB | COMMUCATION INTERFACE,CI542-DP,INPUT-24VDC,OUTPUT 24VDC 0.5A,8DC,8DI,8DO,PROFIBUS DP SLAVE |  | 2 | 0 |  | 2014
29 |  | CRM | HRS-4 | DIGITAL I/P MODULE DI 524,1SAP240000R0001 | ABB | DIGITAL INPUT MODULE,DI 524,CAT-S500-I/O MODULES,TYPE-33100,VER-2.3.0.0INPUT 24VDC,32 DI |  | 4 | 0 |  | 2014
30 |  | CRM | HRS-4 | DC523,1SAP240500R0001 | ABB | DIGITAL IN/OUTPUT MODULE,DC523,TYPE-33215,VER-2.3.0.0,DI/DO MODULE,24VDC,24VDC/0.5A,24CH. |  | 4 | 0 |  | 2014
31 |  | CRM | HRS-4 | PROFIBUS SLAVE ADAPTER | ABB | CI542-DP,1SAP224200R0001 |  | 4 | 0 |  | 2014
32 |  | CRM | HRS-4 | CPU TERMINAL BASE TB511-ETH B1, 1SAP111100R0270 | ABB | TB511-ETH B1, 1SAP111100R0270,CPU TERMINAL BASE,24VDC 1*COUPLER SLOT,ETHERNET RJ45,1044 1S120 05 00001837 |  | 1 | 0 |  | 2014
33 |  | CRM | HRS-4 | DI 524 MODULE BASE | ABB | TU 516- 1SAP212000R0001 |  | 4 | 1 |  | 2014
34 |  | CRM | HRS-4 | DC523 MODULE BASE | ABB | TU 516 |  | 4 | 0 |  | 2014
35 |  | CRM | HRS-4 | CI542-DP MODULE BASE | ABB | TU 510 |  | 2 | 0 |  | 2014
36 |  | CRM | CBL | CPU 313C-2DP, | SIEMENS | CPU 313C-2DP,6ES7 313-6CF03-0AB0 |  | 1 | 0 |  | 2012
37 |  | CRM | CBL | I/F Module IM 151-1 | SIEMENS | IM 151-1,6ES7 151-1AA05-0AB0 |  | 1 | 0 |  | 2012
38 |  | CRM | CBL | Power module, PM-E,DC24V for ET 200S | SIEMENS | PM-E,DC24V for ET 200S |  | 2 | 0 |  | 2012
39 |  | CRM | CBL | Digital Input Module, 4DI DC24V | SIEMENS | 4DI DC24V,6ES7 131-4BD01-0AA0 |  | 30 | 2 |  | 2012
40 |  | CRM | CBL | Digital Output Module,4D0 DC24V/0.5A | SIEMENS | 4D0 DC24V/0.5A,6ES7 132-4BD02-0AA0 |  | 20 | 2 |  | 2012
41 |  | CRM | ARP-1 & 2,TANK FORM | Power Supply,PS-407 10A | SIEMENS | PS-407 10A ,6ES7 407-0KA02-0AA0 |  | 3 | 1 |  | 2010
42 |  | CRM | ARP-1 & 2,TANK FORM | CPU,CPU 414-3DP | SIEMENS | CPU 414-3DP ,6ES7 414-3XM05-0AB0,V5.2.1 |  | 3 | 1 |  | 2010
43 |  | CRM | ARP-1 & 2,TANK FORM | CPU-412-1 | SIEMENS | CPU-412-1,6ES7 412-1XJ05-0AB0,V 5.3.0 |  | 1 | 0 |  | 2010
44 |  | CRM | ARP-1 & 2,TANK FORM | Communication Processor,CP 443-1 | SIEMENS | CP 443-1,6GK7 443-1EX20-0XE0 |  | 3 | 0 |  | 2010
45 |  | CRM | ARP-1 & 2,TANK FORM | I/F Module,IM153-1 | SIEMENS | IM153-1,6ES7 153-1AA03-0XB0 |  | 3 | 0 |  | 2010
46 |  | CRM | ARP-1 & 2,TANK FORM | Digital Input Module,DI 32XDC24V | SIEMENS | DI 32XDC24V ,6ES7 421-1BL01-0AA0 |  | 12 | 0 |  | 2010
47 |  | CRM | ARP-1 & 2,TANK FORM | Digital Input Module,DI 32XDC24V | SIEMENS | DI 32XDC24V, 6ES7 321-1BL00-0AA0 |  | 6 | 0 |  | 2010
48 |  | CRM | ARP-1 & 2,TANK FORM | Digital Output Module,DO 32XDC24V | SIEMENS | DO 32XDC24V ,6ES7 422-1BL00-0AA0 |  | 5 | 0 |  | 2010
49 |  | CRM | ARP-1 & 2,TANK FORM | Digital Output Module,D0 32XDC24V/0.5A | SIEMENS | D0 32XDC24V/0.5A ,6ES7 322-1BL00-0AA0 |  | 4 | 0 |  | 2010
50 |  | CRM | ARP-1 & 2,TANK FORM | Analog Input Module,AI 16X13 BIT | SIEMENS | AI 16X13 BIT ,6ES7 431-0HH00-0AB0 |  | 6 | 1 |  | 2010
51 |  | CRM | ARP-1 & 2,TANK FORM | Analog Input Module,SM331,AI 8X13BIT | SIEMENS | SM331,AI 8X13BIT,6ES7 331-1KF01-0AB0 |  | 4 | 0 |  | 2010
52 |  | CRM | ARP-1 & 2,TANK FORM | Analog Output Module,AO 8X13 BIT | SIEMENS | AO 8X13 BIT ,6ES7 432-1HF00-0AB0 |  | 2 | 0 |  | 2010
53 |  | CRM | ARP-3 & 4 | CPU POWER SUPPLY-PS407-4A | SIEMENS | PS407-4A,6ES7 407-0DA02-0AA0 |  | 2 | 0 |  | 2015
54 |  | CRM | ARP-3 & 4 | CPU-414-2 | SIEMENS | CPU-414-2,6ES7 414-2XK05-0AB0 |  | 2 | 0 |  | 2015
55 |  | CRM | ARP-3 & 4 | CP 443-5 -BASIC | SIEMENS | CP 443-5 -BASIC,6GK7 443-5FX02-0XE0 V4.0 |  | 2 | 0 |  | 2015
56 |  | CRM | ARP-3 & 4 | IM153-2-ET200M | SIEMENS | IM153-2-ET200M,153-2BA02-0XB0 |  | 6 | 1 |  | 2015
57 |  | CRM | ARP-3 & 4 | Digital Input Module,DI 32XDC24V | SIEMENS | DI 32XDC24V ,6ES7 321-1BL00-0AA0 |  | 14 | 3 |  | 2015
58 |  | CRM | ARP-3 & 4 | Digital Output Module,D0 32XDC24V/0.5A | SIEMENS | D0 32XDC24V/0.5A,6ES7 322-1BL00-0AA0 |  | 6 | 0 |  | 2015
59 |  | CRM | ARP-3 & 4 | Analog Input Module,AI 8X13BIT | SIEMENS | AI 8X13BIT,6ES7 331-1KF02-0AB0,SM331 |  | 20 | 0 |  | 2015
60 |  | CRM | ARP-3 & 4 | Analog Output Module | SIEMENS | 6ES7 332-5HF00-0AB0 |  | 4 | 0 |  | 2015
61 |  | CRM | ARP-1 & 2 | Pressure Transmitter-PMC41 | E & H | CERABAR M,ORDER CODE-PMC41-RE25FBJ21R7,SR.NO-E3000A21020/E3000921020,P(-400- +400) MBAR,SPAN-80/400MBAR,4-20mA,U=11.5-45VDC,MWP-5.3BAR |  | 16 | 1 |  | 2015
62 |  | CRM | ARP-3 & 4 | Pressure Transmitter-PMC51 | E & H | Cerabar M,Order Code:PMC51-21PW0/125,Ext,order code:PMC51-AA21JD1EGJR1JL+AAPA,Ser.No-k300e721128,MWP 3.3bar,p -200…200mabr,Span 12.5/250mbar,4…20mA HART,u=11.5….45VDC, Cal/Adj= -200…50mbar/ ( -400…400mbar,span 20/400mbar) |  | 18 | 4 |  | 2015
63 |  | CRM | ARP-1,2,3,&4 | Pressure Transmitter-PMC51 | E & H | Cerabar M,Order Code:PMC51-1V1-J8/0/0,Ext.Order code:PMC51-AA21JA1PGBGMJL+PA,Ser No-j401ae21128,MWP 26.7 bar,P -1….10bar,4….20mA HART,U=11.5…45VDC |  | 12 | 2 |  | 2010 &2015
64 |  | CRM | ARP-1 & 2 | PRESSURE TRANSMITTER-PMC71 | E & H | Cerabar S,Order Code:PMC71-1M0D6/139,Ext Order Code:PMC71-ABA1HBYYDAA,Serial no :E50B3301090,MWP 6.7bar,Span 0.01/1bar,P -1000…1000mbar,Cal/Adj -500…500mbar,4….20mA HART,U=11.5…45VDC |  | 4 | 1 |  | 2010
65 |  | CRM | ARP-3 & 4 | Pressure Transmitter-PMP55 | E & H | Cerabar M,Order Code:PMP55-28K06/0,Ext Order Code:PMP55-AA21JA1HGBCNJD1A+AA,Ser No-K80046211A,MWP 6.7bar,span 0.05/1bar,p -1…..1bar,4….20mA HART,U=11.5…45VDC,Cal/Adj-0…1bar |  | 4 | 2 |  | 2015
66 |  | CRM | ARP-1,2,3,&4 | Pressure Transmitter-PMP55 | E & H | Cerabar M,Order Code:PMP55-RMX2/0,Ext Order Code:PMP55-AA21JA1HGBCNJD1A,Ser No-J400AB2112A,MWP-18.7bar,span-0.2/4bar,P -1…4bar,Cal/Adj-0…4bar,4….20mA HART,U=11.5…45VDC |  | 4 | 1 |  | 2010 &2015
67 |  | CRM | ARP-3 & 4 | Differential Pressure Transmitter-PMD55 | E & H | Deltabar M,Order code:PMD55-1CTF8/101,Ext Order Code:PMD55-AA21BD67FGJHAJA1Y+AAPB,Ser No-K3021401121,MWP-70bar,Span-25/500mbar,Delta p -500…500mbar,,Cal/Adj -200…200mbar,4….20mA HART,U=11.5…45VDC |  | 2 | 1 |  | 2015
68 |  | CRM | ARP-3 & 4 | Differential Pressure Transmitter-PMD55 | E & H | Deltabar M,Order code:PMD55-3U10/0,Ext Order Code:PMD55-AA21BD67GGBHAJA1A+AABP,Ser No-S2004A21121,MWP-70bar,Span-0.05/1bar,Delta p -1…1bar,,Cal/Adj -25…25mbar,4….20mA HART,U=11.5…45VDC |  | 2 | 1 |  | 2015
69 |  | CRM | ARP-1,2,3,&4 | PRESSURE TRANSDUCER | E & H | CERABAR T, ORDER CODE- PMC131- A15F1A1G.SR.NO- E1009F01052. NEMAX-4X . IP-65. RANGE- 0 -1 BAR. 0 - 100KPA. MWP- 6.7 BAR.4 TO 20MA |  | 4 | 1 |  | 2010 &2015
70 |  | CRM | ARP-1,2,3,&4 | PRESSURE TRANSDUCER | E & H | PRESSURE TRANSDUCER-CERABAR T, ORDER CODE- PMC131- A15F1A1G,NEMAX-4X . IP-65. RANGE- 0 -400mbar. 0 - 40KPA. MWP- 5.3 BAR.4 TO 20MA,U=11…30VDC |  | 4 | 0 |  | 2010 &2015
71 |  | CRM | ARP-1,2,3,&4 | PRESSURE SWITCH-LOW | FEMA,(HONEY WELL) | DGMO6A,P100-600MBAR,PMAX-2BAR,NG-4346AP1011,MAKE-FEMA,(HONEY WELL |  | 8 | 4 |  | 2010 &2015
72 |  | CRM | ARP-1,2,3,&4 | PRESSURE SWITCH-HIGH | FEMA,(HONEY WELL) | DGM1A,P-0.2-1.6BAR,PMAX-3BAR,T=25-60ºC,NG-43456AP1011,MAKE-FEMA,(HONEY WELL |  | 4 | 0 |  | 2010 &2015
73 |  | CRM | ARP-1,2,3,&4 | PRESSURE SWITCH | GRENZIGNALGEBER | PRESSURE SWITCH,0-4 BAR,30VDC,100MA,,TYPE-E1,+10-30VDC,MAX-100ma,LIQUID FILLED(PKOE) |  | 28 | 0 |  | 2010 &2015
74 |  | CRM | PKL-1 -STEAM LINE | PRESSURE TRANSDUCER | IFM | TRANSDUCER,PRESSURE,TY-PT3544,8.5-36VDC,RANGE-4#10BAR,PMAX-25BAR,PORT SIZE-G 1/4,4-20mA,IP67/69K,MAKE-IFM ELECTRONIC |  | 1 | 0 |  | 2010
75 |  | CRM | ARP-3 & 4 | Differential Pressure Transmitter | ROSE MOUNT | 3051CD3A02A1AM5S504,SR NO-08330933,MAX WP-3626 PSI/250BAR,SUPPLY-10.5-55 VDC,CAL: 0-10000 MMH2O,OUTPUT:4-20mA,MANIFOLD-0301RC32B11B4 |  | 2 | 0 |  | 2015
76 |  | CRM | ARP-1 & 2 | THERMOCOUPLE-TAF16 | E & H | ORDER CODE- TAF16-16XDX030DR.SR.NO- FA002E14107.TRANSMITTER TYPE:TMT 182-A. RANGE- -50 DEG TO 1250 DEG. LENGTH- 650MM.SENSOR TYPE: 2XTYPK.PROTECTION TUBE DESCRIPTION- ZCN-25-20S PK1 |  | 8 | 2 |  | 2010
77 |  | CRM | ARP-3 & 4 | THERMOCOUPLE | RADIX | THERMOCOUPLE,TYPE-K,DIA-0.95MM,SR-116530 "THERMOCOUPLE,TYPE-K,DIA-0.95MM,SR-116530,THERMOCOUPLE,TYPE-K,DIA-0.95MM,SR-116530,THERMOCOUPLE K TYPE:DUP SR.NO-116530,DIA-0.95mm,INSET-6mm,SS316,NL/IL/EL-650/530mm,p/o-adj.FLANGE.K TYPE:DUP,MAKE:RADIX"ADJ:FLANGE PCD:125MM C.S |  | 8 | 2 |  | 2015
78 |  | CRM | ARP-1,2,3,&4 | THERMOCOUPLE | TEMPSEN | THERMOCOUPLE, K-TYPE, NL/IL/EL, 2500 MM SIMP,DIA: 0.53MM,ISERT-5MM,Tempsens MAKE-TEMPSEN INSTRUMENT(I) PVT.LTD TYPE:- K. DIA:- 0.53MM, LENGTH:-2500MM WITH WELL PAD |  | 4 | 4 |  | 2010 &2015
79 |  | CRM | ARP-1,2,3,&4 | RTD-TSM487-BDD | E & H | ORDER CODE- TSM487-BDD,SR.NO- F9000B14222. PT100/A/4 ,F.RANGE: -50 DEG TO 400 DEG TMT187-A,RANGE: -30DEG TO +1 |  | 6 | 0 |  | 2010 &2015
80 |  | CRM | ARP-1 & 2 | RTD-TR13 | E & H | ORDER CODE- TR13-ABE3FASFH3000,SR.NO- FA004014153 PT100 |  | 6 | 0 |  | 2010
81 |  | CRM | ARP-3 & 4 | RTD-PT100X1 | TEMPSEN | RTD-PT100X1,DIA:2X5 MM,NL/IL/EL mm-350/250mm,INSET: 6mm SS316,T/W:SS316L,15X11mm,P/C: FIXED FLANGE PCD 85mm C.S,TAG NO:26496 |  | 8 | 0 |  | 2015
82 |  | CRM | PKL-1,2 &NPKL | RTD-PT100 | RADIX | TYPE-PT100 3WIRE,SR NO-219061405,OD-6mm,SL-350mm,Tmax-0 TO 200,SH MATL-SS316L, |  | 14 | 1 |  | 2010 & 2012
83 |  | CRM | ARP-1,2,3,&4 | TEMPERATURE TRANSMITTER | E & H | TMT162-A21334BAA,SN:3A004C97223,TYPE 4X,11…40VDC,4..20mA |  | 22 | 0 |  | 2010 &2015
84 |  | CRM | ARP-1 & 2 | TEMP TRANSMITTER TMT142 | E & H | TMT142-A2631KBAA1,SR NO-C609C0429E,11….40VDC,NEMA4X,TYPE4X,4…20mA,-40..70 DEG. |  | 8 | 0 |  | 2010
85 |  | CRM | PKL-1,2 & HRS-2 | TEMPERATURE CONTROLLER | RADIX | DIGITAL TEMPERATURE CONTROLLER MODEL - EK4SP , INPUT - Pt100 type ,Output- 3NO-NC &1NO-C- NC Relay,C/A-ON/OFF,SUPPLY-230VAC MAKE - RADIX |  | 13 | 0 |  | 2010 & 2012
86 |  | CRM | PKL-1 & 2 | TEMPERATURE TRANSMITTER | ROSE MOUNT | MODEL NO-3144P D1ANAB4 Q4M5,SR NO-01764808,FACTORY CAL-PT100/3WIRE,SUPPLY 12.0-42.4VDC,OUTPUT-4-20mA |  | 14 | 0 |  | 2010 & 2012
87 |  | CRM | ARP-1,2,3,&4 | HEAD MOUNTING TRANSMITTER-PT100 | MESO-HX,INOR | MESO-HX,INOR,70MEHX0001,N1048.184521/V0571000602,RANGE:PT00: -20….160 DEG,MAKE-MESO-HX,INOR |  | 8 | 0 |  | 2010 &2015
88 |  | CRM | ARP-1,2,3,&4 | HEAD MOUNTING TRANSMITTER-PT100 | ENDRESS & HAUSER | TMT182 |  | 12 | 0 |  | 2010 &2015
89 |  | CRM | NPKL | RTD-PT100 | RADIX | TYPE-PT100 WITH HEAD MOUNTING TRANSMITTER,3WIRE,SR NO-219061405,OD-6mm,SL-350mm,Tmax-0 TO 200,SH MATL-SS316L, |  | 4 | 0 |  | 2010
90 |  | CRM | ARP-1,2,3,&4 | FLOW TRANSMITTER | KROHNE | H250/C/M9/ESK,ESK2A.SPEC-P/A-011069673.001,PED/G1/IIH,FLANGE SIZE 10584 14571/F316TI,DN50 DIN 2527,PN40,CH101889(B),D:1.1Kg/L,FLOW RANGE:420-4200 L/H,PROTECTION CLASS-IP-67,DENSITY-1.35kg/l,VISCOSITY-3cP,TEMP-70°C,P=3.5BAR,HYDRO TEST PR=58Kg/cm2,RAL-MAKE-KROHNE |  | 4 | 0 |  | 2010 &2015
91 |  | CRM | ARP-1,2,3,&4 | FLOW TRANSMITTER | KROHNE | H250/C/M9/ESK,ESK2A.SEPC-P/A-011069706.001,PED /G1/II/H, FLANGE SIZE 10702 1.4571/F316TI,DN25 DIN2527,PN40,CH439440(B)(PTFE/TFM 1600),D:1.05Kg/L,T:70DEG C,V:1.0cP,P:1.0bar,FLOW RANGE:400-4000L/h,PROTECTION CLASS-IP-67,DENSITY-1.35kg/l,VISCOSITY-3cP,TEMP-70°C,P=3.5BAR,HYDRO TEST PR=58Kg/cm2,RWP-MAKE-KROHNE |  | 4 | 0 |  | 2010 &2015
92 |  | CRM | ARP-1,2,3,&4 | FLOW TRANSMITTER | KROHNE | H250/C/M9/ESK2A,P/A-011020894.001,PED/G1/II/H,FLANGE SIZE 10017 1.4571/K316TI,DN50,DIN 2527,PN40,CH212204(B),D:1.6Kg/L,F AI203,FLOW RANGE:400-4000L/h,PROTECTION CLASS-IP-67,DENSITY-1.35kg/l,VISCOSITY-3cP,TEMP-70°C,P=3.5BAR,HYDRO TEST PR=58Kg/cm2,WPL-MAKE-KROHNE |  | 4 | 0 |  | 2010 &2015
93 |  | CRM | ARP-1,2,3,&4 | MOTORISED VALVE | KROM SCHRODER | TYPE-VK65F10T5A93D,SR NO-85311050 L.1112-44781,CE-0068BL1552,PE-1 BAR,220/240V,45/50W,-15/+60 DEG,IP54 |  | 8 | 0 |  | 2010 &2015
94 |  | CRM | ARP-1,2,3,&4 | MOTORISED VALVE | KROM SCHRODER | TYPE-VK 100 F10T5A93DS2,SR NO-85312076 L.0943-36058,CE-0063BL 1552,PE-1 BAR,220/240V,45/50W,-15/+60 DEG,IP54 |  | 4 | 0 |  | 2010 &2015
95 |  | CRM | ARP-1,2,3,&4 | MOTORISED VALVE | AGROMATIC-ARIS | FNR-1418-6230-01002,PMR3, MOTOR CONTROL VALVE TYPE N1,PMR3 SR.NO-1418-6230-01002,AC-230V,50Hz,30mA,7VA,90DEG,60s,15Nm,IP54,PMR3. MOUNTING BASE-M163,8697 Q3,EN-JL 1649, |  | 4 | 0 |  | 2010 &2015
96 |  | CRM | ARP-1 & 2 | MOTORISED VALVE | KEYSTONE | EPI2.MOD-500,TYPE-KPE500UVPA002E6,S/N-104685T011001 YEAR 2011,STROKE-10-90SEC,SUPPLY-24-240VDC/VAC-1PH MAX AMP 18.0,T AMB -25 TO +70 DEG,DUTIES ON-OFF S3-100%,MODULATING S4-50% 1200 S/H,PROTECTION IP66/68M,KEMA 1063.01,+NEMA 4.4X &6,KEMA 10637.02, |  | 2 | 0 |  | 2010
97 |  | CRM | ARP-3 & 4 | MOTORISED VALVE | SDTORK CONTROL PVT LTD | BUTTER FLY VALVE WITH ELECTRIC ACTUATOR,MODEL-SD-1000-TWD-010,230VAC,1PH,50HZ,4..20mA I/P,4….20mA O/P, WITH CPT-200 POSITION TRANSMITTER AND SEVO CONTROLLER,PANEL MOUNTED DIGITAL POSITION INDICATOR |  | 2 | 0 |  | 2015
98 |  | CRM | ARP-1 & 2 | MOTORISED VALVE | FRANK/PS AUTOMATION | TYPE-640,SR NO-18969/09,DN 25 PP,KVS 5.2 LIN BAR,FKM/FEP,PS AUTOMATION,PSL202AMS11,230VAC,50-60HZ,30VA,IP65,STELLGESCH 0.09MM/S,STELKAFT 2.3KN,S/R-187899,MAKE-FRANK/PS AUTOMATION |  | 4 | 0 |  | 2010
99 |  | CRM | ARP-3 & 4 | MOTORISED VALVE | SDTORK CONTROL PVT LTD | PLUG VALVE WITH ELECTRIC ACTUATOR,MODEL-SD-2000-TWD-008,230VAC,1PH,50HZ,POSITIONER 4..20mA I/P,POSITION TRANSMITTER 4….20mA O/P |  | 4 | 0 |  | 2015
100 |  | CRM | ARP-1,2,3,&4 | ELECTRO-PNEUMATIC ROTARY POSITIONER | YOUNG TECH CO.LTD. | MODEL NO.YT-1000RSN52250.EXPLOSION PROFF- NON-EXP.I/P SIGNAL:4-20mA DC,AMBIENT TEMP.-(-20…70ºC),SUPPLY PRESSURE:1.4-7Kgf/cm².SR.NO-540099. |  | 4 | 0 |  | 2010 &2015
101 |  | CRM | PKL-1,2 &NPKL | ELECTRO-PNEUMATIC LINEAR POSITIONER | FORBE MARSHAL | MODEL NUMBER:830WP,EXPLOSION POOF:NON-EXPLOSIIN,INPUT SINGAL:4~20MA DC,AMBIENT TEMP:20~70`C,SUPPLY PRESSURE:1.4~7.0KGF/CM2,SERIEL NUMBER:20211925 |  | 17 | 2 |  | 2010
102 |  | CRM | ARP-1,2,3,&4 | LEVEL SWITCH | TRIMOD BISTA LEVEL SWITCH | TYPE-A30199K-1 ,250VAC ,5A-30VDC ,5A, |  | 4 | 0 |  | 2010 &2015
103 |  | CRM | ARP-1,2 & TANK FORM | LEVEL TRANSMITTER | E & H | MICROPILOT M . IP 65/NEMA 4X.ORDER CODE:FMR 245-ACCMKAA2A,SR.NO-C601280106A. PN:16BAR. TANTENA:- MAX 200DEG,16 TO 36 VDC. 0.8W. 2 WIRE. 4 TO 20MA HART.TEMP>70ºC.,MAKE-ENDRESS+HAUSER |  | 18 | 1 |  | 2010
104 |  | CRM | ARP-3,4 &TANK FORM | LEVEL TRANSMITTER |  | TYPE:OPTIWAVE 5200 C,VF504100TH0LE111210000100,SR NO-F140000000202050,IP 66/67,NEMA enci.type 4X,ANTENNA TYPE 6P,2WIRE,4-20mA PASSIVE-HART,I/P=12-30V DC 22mA |  | 29 | 0 |  | 2015
105 |  | CRM | ARP-1,2,3,&4 | VIBRATION GUARD | PCH ENGINEERING | TYPE-PCH1270,SPEC-CHF8001,BW:10-100HZ,FSI=10,FS2=20,FS3=50,FS4=100MM/S |  | 4 | 0 |  | 2010 &2015
106 |  | CRM | PKL-1 & 2 | PH METER/ANALYTICA | MAKE-ROSEMOUNT | PH METER/ANALYTICAL,MODEL NO-1056-01-22-38-AN,SR NO-C10-1305632-001,MAKE-ROSEMOUNT |  | 8 | 0 |  | 2010 & 2012
107 |  | CRM | PKL-1 & 2 | Conductivity transmitter Liquisys, | ENDRESS & HAUSER | Conductivity transmitter Liquisys,MOD- CLM253CD0005,SR NO-E5065005G00 |  | 2 | 0 |  | 2010 & 2012
108 |  | CRM | ARP-5 | CPU-S71500F-3 PN/DP | SIEMENS | CPU-S71500F-3 PN/DP,6ES7517-3FP00-0AB0 |  | 1 | 1 |  | 2025
109 |  | CRM | ARP-5 | SIMATIC ET200-DP COUPLER | SIEMENS | 6ES7158-0AD01-0XA0 |  | 1 | 0 |  | 2025
110 |  | CRM | ARP-5 | IM 155-6DP HF -ET200SP | SIEMENS | 6ES7155-6BU01-0CN0 |  | 6 | 2 |  | 2025
111 |  | CRM | ARP-5 | DI 8x24VDC HF,DIGITAL INPUT | SIEMENS | 6ES7 131-6BF00-0CA0 |  | 37 | 6 |  | 2025
112 |  | CRM | ARP-5 | F-DI 8x24VDC HF DIGITAL INPUT | SIEMENS | 6ES7 136-6BA01-0CA0 |  | 15 | 4 |  | 2025
113 |  | CRM | ARP-5 | DQ 8x24VDC/0.5A HF,DIGITAL OUTPUT | SIEMENS | 6ES7132-6BF00-0CA0 |  | 29 | 12 |  | 2025
114 |  | CRM | ARP-5 | F-DQ,4x24VDC/2A PM-HF DIGITAL OUTPUT | SIEMENS | 6ES7136-6BD00-0CA0 |  | 12 | 4 |  | 2025
115 |  | CRM | ARP-5 | AI,4xI 2-/4 ST WIRE-ANALOG INPUT | SIEMENS | 6ES7 134-6GD01-0BA1 |  | 20 | 4 |  | 2025
116 |  | CRM | ARP-5 | F-AI,4xI 0(4)..20mA | SIEMENS | 6ES7136-6AA00-0CA1 |  | 8 | 4 |  | 2025
117 |  | CRM | ARP-5 | AQ,4xU/I-ANALOG OUTPUT | SIEMENS | 6ES7 135-6HD000-BA1 |  | 4 | 4 |  | 2025
118 |  | CRM | ARP-5 | Pressure Transmitter | ROSE MOUNT | 2051TG2A2C21BM5Q4,SR No-23CLPC0031660,SUPPLY-10.5-42.4 V DC,MAX W.P-150 PSI/10.3 BAR,CAL 0-6 BAR,OUTPUT HART- 4-20mA |  | 5 | 2 |  | 2025
119 |  | CRM | ARP-5 | Pressure Transmitter | ROSE MOUNT | 2051TG2A2B21BS1M5D404,SR No-23SHPC0226982,SUPPLY-10.5-42.4 V DC,MAX W.P-150 PSI/10.3 BAR,CAL 0-6 BAR,OUTPUT HART- 4-20mA |  | 4 | 2 |  | 2025
120 |  | CRM | ARP-5 | Pressure Transmitter | ROSE MOUNT | MODEL:2051TG1A2C21BB4I1M5Q4QT,S/N:23CLPC0031663,OUTPUT: HART 4..20mA,SUPPLY:10.5..30V,MWP:30PSI/2.07 BAR,CAL:0 TO 150 MBAR |  | 8 | 2 |  | 2025
121 |  | CRM | ARP-5 | Level Transmitter (DP Type) | ROSE MOUNT | MODEL:2051CD3A23A1BS1B4M50FQA,S/N:23SHPC0228261,OUTPUT: HART 4..20mA,SUPPLY:10.5..42.2V,MWP:580 PSI/40.0 BAR,CAL:0 TO 2.5 BAR |  | 4 | 1 |  | 2025
122 |  | CRM | ARP-5 | Level Transmitter | VEGA | VEGA PULS 31,12-35 VDC,4-20mA HART,MWP-3 BAR (300KPA),15M,IP66/67,TYPE-4X,PVDF,FKM,ANATEL 02744-21-12088 |  | 1 | 1 |  | 2025
123 |  | CRM | ARP-5 | Flow Transmitter | KROHNE | OPTIFLUX 4300 C,ALTOMETER DORDRECHT,S/N-A23024269,NL:3313LC12,CG300B1100,GK:2.8686,GKL:5.6307,DN 25 MM,1 INCH,IP66/67,12-24VDC,12W,WETTRD MATERIALS:PFA |  | 2 | 2 |  | 2025
124 |  | CRM | ARP-5 | Flow Transmitter | IFM | Ultrasonic flow meter,MODEL-SU8000, 45128 ESSEN,U:19-30V,IP67,Iout: <250mA,FLOW: 0-100 L/H ,0-6 M3/H,Analogue current output[mA]: 4-20 SCALE, |  | 1 | 1 |  | 2025
125 |  | CRM | ARP-5 | Flow Transmitter (DP type) | ROSE MOUNT | SERIAL NO:- 23CLFE0001694; MAX WP:- 3626 PSI/ 250BAR; MODEL:- 3051CFCDCS040N040032AB1DGQ4QTT9I1M6BLERK; CAL:- 0-35.66 MBAR D; FCC:- LW2-3051BLE; IC:- 2731A-3051BLE; HART:- 4-20 mA; SUPPLY:- 10.5-30 V DC. [ LRV:- 0 Nm^3/H; URV:- 330 Nm^3/H ] |  | 7 | 1 |  | 2025
126 |  | CRM | ARP-5 | Flow Control Valve | FLC | FLC200BD-10-R1/2"-00,MATERIAL ID-20597962,FLOW UNIT/FLC200 SEAL SUPPLY SYSTEM |  | 1 | 1 |  | 2025
127 |  | CRM | ARP-5 | SIPART PS2 Smart, electropneumatic positioner | SIEMENS | 6DR5010-0NG01-0AA1, -ZA20 +A40,IP66 NEMA TYPE 4X P=1.4...7 BAR,AI- 4..20mA,Umax:35V,FW: 5.2.01,HW:1.00.05,S/N:N1RD0117477701 |  | 4 | 0 |  | 2025
128 |  | CRM | ARP-5 | SIPART PS2 Smart, Electropneumatic Positioner | SIEMENS | SIPART PS2; 6DR5010-0NG00-0AA0; FW:- 4-20mA; SL.NO:- N1P6167542200; IP66/ TYPE 4X; P:- 1.4-7 BAR; Ta:- -30Deg C to +80 Deg C; FW:- 5.02.01/ HW:- 1.00.04 |  | 3 | 0 |  | 2025
129 |  | CRM | ARP-5 | POSITIONER | AIR TORQUE | MODEL:- SC00100-6UA; S/N- 22159775; TEMP:- -40 TO +80 Deg C; 6 BAR;Max Nm- 65.8/ Min Nm- 44 |  | 8 | 0 |  | 2025
130 |  | CRM | ARP-5 | POSITIONER | SEIMENS | 6DR5010-0NG00-0AA0; S/N-N1P6167542211;IP66; NEMA TYPE:- 4X; P:- 1.4 To 7 BAR; AI:- 4 To 20mA; Imax:- 100mA; Vmax:- 35VDC;T: -30 TO +80 Deg C |  | 3 | 0 |  | 2025
131 |  | CRM | ARP-5 | POSITIONER | ROSEMOUNT | SERIAL NO:- 23CLFE0001697; MAX WP:- 3626 PSI/ 250BAR; MODEL:- 3051CFCDCS060N040032AB1DGQ4QTT9I1M6BLERK; CAL:- 0-54.6 MBAR D; HART:- 4-20 mA; SUPPLY:- 10.5-30 V DC. [ SW:- 2.0.1/ HW:- 2.0.0 ] |  | 2 | 0 |  | 2025
132 |  | CRM | ARP-5 | POSITIONER | AIR TORQUE | MODEL:- SC00220-6UA; S/N- 21350095;Max Nm- 159/ Min Nm- 98.4; TEMP:- -40 TO +80 Deg C; 6 Bar |  | 2 | 0 |  | 2025
133 |  | CRM | ARP-5 | Density Meter | Endress & Hauser | FML621,ORDER CODE:FML621-A22CAAAAB11,S/N:VC0003043A9,FW:V1.03,20-36VDC 20-30VAC 50/60HZ,8-38VA, -20<Ta<+60'C,IP20/NEMA1,TEMP SENSOR:PT100/PT500/PT1000,INPUT:4-20mA/PFM/IMPILSE,OUTPUT:0/4...20mA/IMPULSE,RELAY:CONTACT RATING MAX.250V/AC/3A |  | 1 | 0 |  | 2025
134 |  | CRM | ARP-5 | Conductivity Meter | Endress & Hauser | LIQUILINE,ORDER CODE:CM442-2NR7/0,SR NO:W1026D05G00,FW:01.14.00,DER REV:2,MAIN:24VDC,22WATT,INPUT:MEMOSENS/FIXED CABLE SENSOR,OUTPUT:4..20mA /ACTIVE/ISOLATED,OUTPUT: ALARAM RELAY MAX-253 VAC/MAX 0.5A,EXT RELAY:MAX-253V AC /MAX 2A.,HART,IP66/67 NEMA 4X,AMB TEMP: -20<Ta<60'C |  | 1 | 0 |  | 2025
135 |  | CRM | ARP-5 | Density Sensor | Endress & Hauser | ORDER CODE:FTL62-56F7/0,EXT.ORD:FTL62-AAGAABACN3BNEAE2J+Z1,SRNO:VC01A001204,FEL60 D 21..26VDC,PMAX:0.15W,MWP:25BAR,IP66/67,TYPE 4X6PED |  | 1 | 0 |  | 2025
136 |  | CRM | ARP-5 | Conductivity Sensor | Endress & Hauser | INDUMAX CLS50D,CLS50D-14200,ORDER:CLS50D-AA1BG31+Z1,S/N:W1004905L10,T:125'C,PN:21BAR |  | 1 | 0 |  | 2025
137 |  | CRM | ARP-5 | FLAME SENSOR | DURAG | D-LX 201 UA-L1/ P2/ 0000/ PCQ; SERIAL NO:- 1784078; U:- 24VDC/ 5W; IP:- 66/ 68; 4-20 mA; -40 to +85 Deg C |  | 3 | 0 |  | 2025
138 |  | CRM | ARP-5 | THERMOCOUPLE | SENSOTECH | TYPE-K; TEMP. RANGE:- 0-1200 Deg C; CAL:- 4-20mA |  | 3 | 2 |  | 2025
139 |  | CRM | ARP-5 | TEMPERATURE RTD | SENSOTECH | PT100; TEMP:- 0- 100 Deg C; CAL:- 4-20 mA; AN 1711 58 78 |  | 1 | 1 |  | 2025
140 |  | CRM | ARP-5 | Promomity Switch | IFM | TYPE-IFS712,SENSING RANGE-7MM,PNP/NPN,NORMAL OPEN,DIMENSION-M12X1/L=40,10...30VDC,HOUSING-TREADED TYPE,CABLE:2 M,PUR,2X0.34 SQMM |  | 5 | 5 |  | 2025
1 |  | CRM | CRCA ELECT | SIMATIC OP 177B 6" PN/DP STN 256 color display touch and key MPI/PROFIBUS DP protocol RS485/RS422/USB interface Ethernet 10/100 interface printer interface slot for MMC configurable with WinCC flexible 2005 | SIEMENS | 6AV6642-0DA01-1AX1 |  | 4 | 1 |  | 2011
2 |  | CRM | CRCA ELECT | DISPLAY,TYPE:HMI;DISPLAY TYPE:LCD;OPERATING VOLTAGE:24 V DC;DISPLAY SIZE:5.7 INCH;COMMUNICATION INTERFACE TYPE:MPI/PROFIBUS DP;INPUT TYPE:TOUCH;MOUNT:PANEL MOUNT;MAKE:SIEMENS;MODEL:6AV6642-0AA11-0AX1 | SIEMENS | 6AV664-20AA11-0AX1 |  | 2 | 1 |  | 2011
3 |  | CRM | CRCA ELECT | ASSY/PARTS,OEM,ITEM NAME:OPERATOR PANEL;PART NO:6AV6641-0CA01-0AX1;MAJOR EQUIPMENT:HMI UNIT;MAJOR EQUIPMENT MODEL:SIMATIC OP77B;MAJOR EQUIPMENT MAKE:SIEMENS;ADDITIONAL INFORMATION:BACKLIT LC DISPLAY 4.5 INCH WITH GRAPHICS CAPABIL | SIEMENS | 6AV664-10CA01-0AX1 |  | 2 | 1 |  | 2011
4 |  | CRM | CRCA ELECT | Communications processor CP 443-1; 2x 10/100 Mbit/s (IE switch); RJ45 ports; ISO; TCP; UDP; PROFINET IO controller; S7 communication | SIEMENS | 6GK7443-1EX20-0XE0 |  | 1 | 1 |  | 2011
5 |  | CRM | CRCA ELECT | MOTION CONNECT 500 , Resolver Cable,Type of connection cable Motor side - M23 full thread,Type of connection cable converter side - SUB-D, Length - 40 Mtr | SIEMENS | 6FX5002-2CF02-1EA0 |  | 1 | 1 |  | 2011
6 |  | CRM | CRCA ELECT | SIMATIC DP, IM151-7 CPU for ET200S, 96 KB work memory with integrated PROFIBUS DP interface (9-pole D-sub socket) as DP slave, without battery | SIEMENS | 6ES7151-7AA20-0AB0 |  | 2 | 1 |  | 2011
7 |  | CRM | CRCA ELECT | SIMATIC DP,DP master interface for IM151-7 CPU or IM151-8 PN/DP (ET200S), module with PROFIBUS DP interface (9-pole D-sub socket) as DP master | SIEMENS | 6ES7138-4HA00-0AB0 |  | 2 | 1 |  | 2011
8 |  | CRM | CRCA ELECT | Electronics module for ET 200S, 8DI 24 V DC 15 mm width | SIEMENS | 6ES7131-4BF00-0AA0 |  | 40 | 2 |  | 2011
9 |  | CRM | CRCA ELECT | Electronics module for ET 200S, 8 DO 24 V DC/0.5 A, 15 mm width | SIEMENS | 6ES7132-4BF00-0AA0 |  | 24 | 2 |  | 2011
10 |  | CRM | CRCA ELECT | SIMATIC S7-400, Power supply PS407: 4 A, wide range, UC 120/230V, 5 V DC/4 A | SIEMENS | 6ES7407-0DA02-0AA0 |  | 1 |  |  | 2011
11 |  | CRM | CRCA ELECT | SIMATIC S7 400 POWER SUPPLY PS 407, 10A | SIEMENS | 6ES7407-0KA02-0AA0 |  | 1 |  |  | 2011
12 |  | CRM | CRCA ELECT | CP-443-1, ETHERNET MODULE | SIEMENS | 6GK7443-1EX30-0XE0 |  | 1 |  |  | 2011
13 |  | CRM | CRCA ELECT | SIMATIC S7-400, CPU 412-2 Central processing unit with: work memory 512 KB, (256 KB code, 256 KB of data), 1st interface MPI/DP 12 Mbit/s, 2nd interface PROFIBUS DP | SIEMENS | 6ES7412-2XJ05-0AB0 |  | 1 |  |  | 2011
14 |  | CRM | CRCA ELECT | SIMATIC S7-400, CPU 414-2 Central processing unit with: work memory 1 MB, (0.5 MB code, 0.5 MB data), 1st interface MPI/DP 12 Mbit/s, 2nd interface PROFIBUS DP | SIEMENS | 6ES7414-2XK05-0AB0 |  | 1 |  |  | 2011
15 |  | CRM | CRCA ELECT | DISPLAY,TYPE:HMI;DISPLAY TYPE:TFT;OPERATING VOLTAGE:24 VDC;DISPLAY SIZE:4.3 IN;COMMUNICATION INTERFACE TYPE:RS 232 OPTIONAL, 1X RS 422, 1X RS 485, 1X ETHERNET (RJ45);INPUT TYPE:TOUCH AND KEYBOARD;MOUNT:PANEL;MAKE:SIEMENS;MODEL:6AV6642-0BD01-3AX0 | SIEMENS | 6AV6642-0BD01-3AX0 |  | 2 |  |  | 2011
16 |  | CRM | CRCA ELECT | SIMATIC S7-400, CPU 414-2 , CPU 414-2XK05-0AB0 | SIEMENS | 6ES7414-2XK05-0AB0 |  | 1 |  |  | 2011
17 |  | CRM | CRCA ELECT | SIMATIC S7-400, CPU 412-2 , CPU412-2XJ05-0AB0 | SIEMENS | 6ES7412-2XJ05-0AB0 |  | 1 |  |  | 2011
18 |  | CRM | CRCA ELECT | SIMATIC S7-400 , CPU 414-2 , 414 -2XL07-0AB0 | SIEMENS | 6ES7414-2XL07-0AB0 |  | 1 |  |  | 2011
19 |  | CRM | CRCA ELECT | DIGITAL IN-PUT MODULE-32 POINT | SIEMENS | 6ES7321-1BL00-0AA0 |  | 39 | 2 |  | 2011
20 |  | CRM | CRCA ELECT | DIGITAL O/P MODULE AC-120/230V, 16 POINT | SIEMENS | 6ES7322-1HH01-0AA0 |  | 15 | 2 |  | 2011
21 |  | CRM | CRCA ELECT | DIGITAL OUT-PUT MODULE(TR)32 POINT | SIEMENS | 6ES7322-1BL00-0AA0 |  | 26 | 2 |  | 2011
22 |  | CRM | CRCA ELECT | INTERFACE MODULE IM153-1 | SIEMENS | 6ES7 153-1AA03-0XB0 |  | 14 | 2 |  | 2011
23 |  | CRM | CRCA ELECT | ANALOG IN-PUT MODULE | SIEMENS | 6ES7331-1KF01-0AB0 |  | 3 | 1 |  | 2011
24 |  | CRM | CRCA ELECT | CU 320 | SIEMENS | 6SL3040-0MA00-0AA1 |  | 5 | 1 |  | 2011
25 |  | CRM | CRCA ELECT | SMC 30 | SIEMENS | 6SL3055-0AA00-5CA2 |  | 13 | 2 |  | 2011
26 |  | CRM | CRCA ELECT | ANALOG OUT-PUT MODULE | SIEMENS | 6SL7332-5HD01-0AB0 |  | 2 |  |  | 2011
27 |  | CRM | CRCA ELECT | ET200S,POWERMODULE | SIEMENS | 6ES7 138-4CA01-0AA0 |  | 30 | 1 |  | 2011
28 |  | CRM | CRCA ELECT | 4AI-2WIRE | SIEMENS | 6ES7 134-4GD00-0AB0 |  | 2 | 1 |  | 2011
29 |  | CRM | CRCA ELECT | ANALOG OUTPUT MODULE-2 AO | SIEMENS | 6ES7 135-4GB01-0AB0 |  | 4 | 1 |  | 2011
30 |  | CRM | CRCA ELECT | 8DI MODULE 24V DC | SIEMENS | 6ES7 131-4BF00-0AA0 |  | 70 | 1 |  | 2011
31 |  | CRM | CRCA ELECT | POWER SUPPLY SITOP ,24VDC | SIEMENS | 6EP1334-2AA01 |  | 2 | 1 |  | 2011
32 |  | CRM | CRCA ELECT | POWER SUPPLY SITOP PS307 | SIEMENS | 6ES7307-1BA01-0AA0 |  | 2 | 1 |  | 2011
33 |  | CRM | CRCA ELECT | CPU315-2 DP | SIEMENS | 6ES7 315-2AH14-0AB0 |  | 2 | 1 |  | 2011
34 |  | CRM | CRCA ELECT | DP/DP COUPLER | SIEMENS | 6ES7 158-0AD01-0XA0 |  | 2 | 1 |  | 2011
35 |  | CRM | CRCA ELECT | AI MODULE 4 CH. | SIEMENS | 6ES7 331-7KF02-0AB0 |  | 2 | 1 |  | 2011
36 |  | CRM | CRCA ELECT | DI MODULE 24V DC | SIEMENS | 6ES7 321-7BH01-0AB0 |  | 5 | 1 |  | 2011
37 |  | CRM | CRCA ELECT | INTERFACE MODULE,INTERFACE MODULE IM 151 | SIEMENS | 6ES7 151-1AA05-0AB0 |  | 8 | 1 |  | 2011
38 |  | CRM | CRCA ELECT | SIMATIC S7-300,CPU 317 -2DP | SIEMENS | 6ES7317-2AJ10-OABO |  | 1 | 1 |  | 2011
39 |  | CRM | CRCA ELECT | SIMATIC ETHERNET MODULE | SIEMENS | 6GK7-343-1CX10-0XE0 |  | 1 | 1 |  | 2011
40 |  | CRM | CRCA ELECT | DIGITAL OUTPUT MODULE-4DO | SIEMENS | 6ES7 132-4BD32-0AA0 |  | 26 | 1 |  | 2011
41 |  | CRM | CRCA ELECT | ANALOG IN-PUT MODULE-2 AI | SIEMENS | 6ES7-134 -4FB01-0AB0 |  | 9 | 2 |  | 2011
42 |  | CRM | CRCA ELECT | ANALOG OUTPUT MODULE-2 AO | SIEMENS | 6ES7 135 -4FB01-0AB0 |  | 2 | 2 |  | 2011
43 |  | CRM | CRCA ELECT | POWER SUPPLY, SITOP 24V/40AMP | SIEMENS | 6EP 1337-3BAOO |  | 2 | 1 |  | 2011
44 |  | CRM | CRCA ELECT | CPU MODULE, 313C-2DP | SIEMENS | 6ES7 313- 6CF03-0ABO |  | 3 | 1 |  | 2011
45 |  | CRM | CRCA ELECT | DIGITAL IN-PUT MODULE-4 DI | SIEMENS | 6ES7 131-4BD01-0AA0 |  | 88 | 1 |  | 2011
46 |  | CRM | CRCA ELECT | DIGITAL IN-PUT MODULE-4 DO | SIEMENS | 6ES7 132-4BD02-0AA0 |  | 57 | 1 |  | 2011
47 |  | CRM | CRCA ELECT | INTERFACE MODULE IM 153-1 | SIEMENS | 6ES7 153-1AA03-0XBO |  | 1 | 1 |  | 2011
48 |  | CRM | CRCA ELECT | MICROMASTER PROFIBUS MODULE | SIEMENS | 6SE 6400-1PB00-0AA0 |  | 2 | 1 |  | 2011
49 |  | CRM | CRCA ELECT | SIMATIC FRONT CONNECTOR ( 32 DO & DI ) | SIEMENS | 1P6ES7 392-1AM00-0AA0 |  | 4 | 2 |  | 2011
1 |  | CRM | CGL-3&4 | ControlNet Adapter | Allen Bradley | 1794-ACN15 |  | 15 | 0
2 |  | CRM | CGL-3&4 | Digital I/P Module | Allen Bradley | Flex I/O Cat. No. 1794-IB16, 24V DC SINK INPUT |  | 121 | 1
3 |  | CRM | CGL-3&4 | Digital O/P Module | Allen Bradley | Flex I/O CAT. NO. 1794-OB16, 24V DC SOURCE OUTPUT |  | 53 | 1
4 |  | CRM | CGL-3&4 | Analougue I/P Module | Allen Bradley | Flex I/O 1794-1F-41 |  | 18 | 1
5 |  | CRM | CGL-3&4 | Analogue O/P Module | Allen Bradley | Flex I/O Mat. No.1794-OE-41 |  | 8 | 1
6 |  | CRM | CGL-3&4 | Very High Speed Counter Module | Allen Bradley | Flex I/O Mat. No.1794 VHSE |  | 4 | 0
7 |  | CRM | CGL-3&4 | PLC powersupply AC | Allen Bradley | CAT1756 PA 75/B |  | 2 | 0
8 |  | CRM | CGL-3&4 | CPU control logix | Allen Bradley | 1756-L63 |  | 2 | 0
9 |  | CRM | CGL-3&4 | Control net module | Allen Bradley | 1756-CN2 |  | 2 | 0
10 |  | CRM | CGL-3&4 | Eathernet module | Allen Bradley | 1756-EN2T |  | 4 | 0
11 |  | CRM | CTL AREA | MAIN CPU(AC500) | ABB | PM581,CPU |  | 1 | 0
12 |  | CRM | CTL AREA | DIGITAL I/P MODULE | ABB | DI524,32PT.32DI(ABB) |  | 15 | 0
13 |  | CRM | CTL AREA | DIGITAL O/P MODULE | ABB | DC523,24PT.24DO(ABB) |  | 12 | 0
14 |  | CRM | CTL AREA | MAIN CPU(AC500) | ABB | PM572,CPU |  | 2 | 0
15 |  | CRM | CHP/PYRONIC BURNER | CPU FOR BURNER PANEL | Allen Bradley | CPU-L32E |  | 2 | 0
16 |  | CRM | CHP/PYRONIC BURNER | Digital I/P Module | Allen Bradley | 1769-IQ32 |  | 4 | 1
17 |  | CRM | CHP/PYRONIC BURNER | Digital I/P Module | Allen Bradley | 1769-IQ16 |  | 2 | 1
18 |  | CRM | CHP/PYRONIC BURNER | Digital O/P Module | Allen Bradley | 1769-OB32 |  | 4 | 1
19 |  | CRM | CHP/PYRONIC BURNER | Analougue I/P Module | Allen Bradley | 1769-IF8 |  | 2 | 1
20 |  | CRM | CHP/PYRONIC BURNER | Analougue I/P Module | Allen Bradley | 1769-IF4 |  | 2 | 0
21 |  | CRM | CHP/PYRONIC BURNER | Analogue O/P Module | Allen Bradley | 1769-OF8C |  | 2 | 1
22 |  | CRM | CHP/PYRONIC BURNER | Power supply | Allen Bradley | 1769-PA4 |  | 2 | 1
23 |  | CRM | CHP/PYRONIC BURNER | Compact plc | Delta | DVP08SM11N |  | 2 | 0
1 |  | CRM | ANNEALING | POWER SUPPLY,PS-405-4A | SIEMENS | 6ES7405-0DA02-0AA0 |  | 25 | 2 |  | 2010
2 |  | CRM | ANNEALING | CPU,CPU-414-2 | SIEMENS | 6ES7414-2XK05-0AB0 |  | 25 | 2 |  | 2010
3 |  | CRM | ANNEALING | DIGITAL INPUT ,32X DC24V | SIEMENS | 6ES7421-1BL01-0AA0 |  | 50 | 5 |  | 2010
4 |  | CRM | ANNEALING | DIGITAL OUTPUT ,16XDC24V/2A | SIEMENS | 6ES7422-1BH11-0AA0 |  | 25 | 2 |  | 2010
5 |  | CRM | ANNEALING | DIGITAL OUTPUT ,16XUC30/230V REL-5A | SIEMENS | 6ES7422-1HH00-0AA0 |  | 24 | 2 |  | 2010
6 |  | CRM | ANNEALING | ANALOG INPUT ,AI 8X14 BIT | SIEMENS | 6ES7431-1KF10-0AB0 |  | 25 | 2 |  | 2010
7 |  | CRM | ANNEALING | ANALOG OUTPUT ,AO 8X13 BIT | SIEMENS | 6ES7432-1HF00-0AB0 |  | 25 | 1 |  | 2010
8 |  | CRM | ANNEALING | PLC RACK ,Simatic S7 Rack UR2 | SIEMENS | 6ES7400-1JA01-0AA0 |  | 25 | 1 |  | 2010
9 |  | CRM | ANNEALING | MODULE,FRONT CONNECTOR | SIEMENS | 6ES7492-1AL00-0AA0 |  | 199 | 2 |  | 2010
10 |  | CRM | ANNEALING | MODULE,INTERFACE | SIEMENS | 6ES7151-1CA00-0AB0 |  | 36 | 2 |  | 2010
11 |  | CRM | ANNEALING | MODULE,POWER | SIEMENS | 6ES7138-4CA01-0AA0 |  | 36 | 2 |  | 2010
12 |  | CRM | ANNEALING | DIGITAL INPUT ,4DI DC24V ST | SIEMENS | 6ES7131-4BD01-0AA0 |  | 72 | 3 |  | 2010
13 |  | CRM | ANNEALING | RELAY OUTPUT,2RO NO 5A | SIEMENS | 6ES7132-4HB01-0AB0 |  | 144 | 4 |  | 2010
14 |  | CRM | ANNEALING | ANALOG INPUT ,2 AI TC HIGH | SIEMENS | 6ES7134-4NB01-0AB0 |  | 12 | 2 |  | 2010
15 |  | CRM | ANNEALING | OP PANEL OP77A | SIEMENS | 1P-6AV6 641-0BA11-0AX1 |  | 25 | 1 |  | 2010
16 |  | CRM | NCRM | MODULE,DI801 | ABB | 3BSE020508R1 |  | 155 | 0 |  | 2011
17 |  | CRM | NCRM | MODULE,DO801 | ABB | 3BSE020510R1 |  | 113 | 0 |  | 2011
18 |  | CRM | NCRM | MODULE,ANALOG INPUT | ABB | AI810 |  | 2 | 0 |  | 2011
19 |  | CRM | NCRM | MODULE,ANALOG INPUT | ABB | AI830 |  | 17 | 0 |  | 2011
20 |  | CRM | NCRM | MODULE,AO810 | ABB | AO810 |  | 1 | 0 |  | 2011
21 |  | CRM | NCRM | MODULE,CI801 | ABB | 3BSE022366R1 |  | 32 | 0 |  | 2011
22 |  | CRM | NCRM | MODULE,CI858 | ABB | CI858 |  | 1 | 0 |  | 2011
23 |  | CRM | NCRM | MODULE,CI856 | ABB | CI856 |  | 2 | 0 |  | 2011
24 |  | CRM | NCRM | MODULE,CI854 | ABB | 3BSE030221R1 |  | 3 | 0 |  | 2011
25 |  | CRM | NCRM | MODULE BASE,TU | ABB | TU 810 V1 |  | 17 | 0 |  | 2011
26 |  | CRM | NCRM | CONTROLLER,AC 800 PEC,PP D113 | ABB | AC 800 PEC,PP D113 |  | 6 | 0 |  | 2011
27 |  | CRM | NCRM | DSAI 130D | ABB | DSAI 130D |  | 3 | 0 |  | 2011
28 |  | CRM | NCRM | DSAO 120A | ABB | DSAO 120A |  | 3 | 0 |  | 2011
29 |  | CRM | NCRM | DSDP 170 | ABB | DSDP 170 |  | 3 | 0 |  | 2011
30 |  | CRM | NCRM | DSBC 176 | ABB | DSBC 176 |  | 3 | 0 |  | 2011
31 |  | CRM | NCRM | S100 RACK,DSRF 197K01 I/O | ABB | 3BSE019999R1 |  | 3 | 0 |  | 2011
32 |  | CRM | NCRM | DSSR 122 | ABB | DSSR 122 |  | 3 | 0 |  | 2011
33 |  | CRM | NCRM | DSTK 227L0.1 | ABB | 3BSC950173R1 |  | 3 | 0 |  | 2011
34 |  | CRM | NCRM | DSTK221L3 | ABB | 3BSC950164R30 |  | 6 | 0 |  | 2011
35 |  | CRM | NCRM | DSTK228SL3 | ABB | 3BSC950174R30 |  | 3 | 0 |  | 2011
36 |  | CRM | NCRM | DSTA 131CARD | ABB | DSTA 131CARD |  | 3 | 0 |  | 2011
37 |  | CRM | NCRM | DSTA171 CARD | ABB | DSTA171 CARD |  | 3 | 0 |  | 2011
38 |  | CRM | NCRM | DSTX 170CARD | ABB | DSTX 170CARD |  | 3 | 0 |  | 2011
39 |  | CRM | NCRM | CEX MASTER CABLE | ABB | 3BHE014317R0003 |  | 6 | 0 |  | 2011
40 |  | CRM | NCRM | CI 856 CONNECTING CABLE | ABB | TK5753BSC950054 |  | 3 | 0 |  | 2011
41 |  | CRM | NCRM | CONTROLLER,AC 800 PEC,PP D512 | ABB | AC 800 PEC,PP D512 |  | 2 | 0 |  | 2011
42 |  | CRM | NCRM | CONTROLLER,XF801 | ABB | XF801 |  | 1 | 1 |  | 2015
43 |  | CRM | NCRM | PROCESS PANEL | ABB | PP846 |  | 5 | 0 |  | 2011
44 |  | CRM | NSPM-2 | CPU MODULE,PM590 | ABB | PM590 |  | 2 | 0 |  | 2015
45 |  | CRM | NSPM-2 | DI MODULE,DI524 | ABB | DI524 |  | 11 | 1 |  | 2015
46 |  | CRM | NSPM-2 | DO MODULE,DC523 | ABB | DC523 |  | 5 | 1 |  | 2015
47 |  | CRM | NSPM-2 | AI MODULE,AX522 | ABB | AX522 |  | 1 | 1 |  | 2015
48 |  | CRM | NSPM-2 | ENCODER MODULE,CD 522 | ABB | CD522 |  | 2 | 1 |  | 2015
49 |  | CRM | NSPM-2 | INTERFACE MODULE,CI 542 | ABB | CI542 |  | 3 | 0 |  | 2015
50 |  | CRM | NSPM-2 | PROCESS PANEL,CP 450 | ABB | CP450 |  | 1 | 1 |  | 2015
51 |  | CRM | NCRM | POWER SUPPLY,NT255 | BACHMANN | NT255 |  | 3 | 0 |  | 2011
52 |  | CRM | NCRM | CPU,M1 CPU MX213,0MB | BACHMANN | RM 1605 03425 |  | 1 | 0 |  | 2011
53 |  | CRM | NCRM | CPU,MPC270-128MB | BACHMANN | RM 1605 03412 |  | 1 | 0 |  | 2011
54 |  | CRM | NCRM | COUNTER BOARD CNT 204/H | BACHMANN | RM 1605 03452 |  | 2 | 0 |  | 2011
55 |  | CRM | NCRM | DIGITAL I/O MODULE ,DIO280 | BACHMANN | RM 1605 03432 |  | 3 | 0 |  | 2011
56 |  | CRM | NCRM | ANALOG I/O MODULE,AIO288 | BACHMANN | RM 1605 03440 |  | 3 | 0 |  | 2011
57 |  | CRM | NCRM | I/O PROCESSER, RS204 | BACHMANN | RM 1605 03460 |  | 2 | 0 |  | 2011
58 |  | CRM | NCRM | MODULE,INTERFACE | BECKHOFF | EK1100 |  | 8 | 2 |  | 2015
59 |  | CRM | NCRM | MODULE,DI | BECKHOFF | EL1809 |  | 8 | 2 |  | 2015
60 |  | CRM | NCRM | MODULE,DO | BECKHOFF | EL2809 |  | 8 | 2 |  | 2015
61 |  | CRM | NCRM | MODULE,AO | BECKHOFF | EL4034 |  | 4 | 1 |  | 2015
62 |  | CRM | ROLLSHOP | DINASAFE LINE - CENTRAL MODULE,DNSL-ZM | DINA ELEKTRONIK | 24ZM01 |  | 2 | 1 |  | 2012
63 |  | CRM | ROLLSHOP | DINASAFE LINE - IN/OUTPUT MODULE,DNSL-IO | DINA ELEKTRONIK | 24IO01 |  | 2 | 1 |  | 2012
64 |  | CRM | ROLLSHOP | DINASAFE LINE - RELAY MODULE,DNSL-RM | DINA ELEKTRONIK | 24RM01 |  | 2 | 1 |  | 2012
65 |  | CRM | ROLLSHOP | DINASAFE LINE -CENTRAL MODULE,DNSL-ZMA | DINA ELEKTRONIK | 24ZA01 |  | 2 | 1 |  | 2012
66 |  | CRM | ROLLSHOP | DINASAFE LINE -MONITORING MODULE,DNSL-DS | DINA ELEKTRONIK | 24DS01 |  | 3 | 1 |  | 2012
67 |  | CRM | ROLLSHOP | DINASAFE LINE -RELAY MODULE,DNSL-RM 230 | DINA ELEKTRONIK | 24RM02 |  | 3 | 1 |  | 2012
68 |  | CRM | ROLLSHOP | MODULE,BK2000 | BECKHOFF | BK2000 |  | 15 | 1 |  | 2012
69 |  | CRM | ROLLSHOP | MODULE,BK2020 | BECKHOFF | BK2020 |  | 2 | 1 |  | 2012
70 |  | CRM | ROLLSHOP | MODULE,EK1100 | BECKHOFF | EK1100 |  | 15 | 2 |  | 2012
71 |  | CRM | ROLLSHOP | MODULE,EL1012 | BECKHOFF | EL1012 |  | 6 | 1 |  | 2012
72 |  | CRM | ROLLSHOP | MODULE,EL1018 | BECKHOFF | EL1018 |  | 16 | 2 |  | 2012
73 |  | CRM | ROLLSHOP | MODULE,EL1104 | BECKHOFF | EL1104 |  | 28 | 2 |  | 2012
74 |  | CRM | ROLLSHOP | MODULE,EL2002 | BECKHOFF | EL2002 |  | 1 | 1 |  | 2012
75 |  | CRM | ROLLSHOP | MODULE,EL2004 | BECKHOFF | EL2004 |  | 12 | 2 |  | 2012
76 |  | CRM | ROLLSHOP | MODULE,EL2008 | BECKHOFF | EL2008 |  | 4 | 1 |  | 2012
77 |  | CRM | ROLLSHOP | MODULE,EL2024 | BECKHOFF | EL2024 |  | 14 | 1 |  | 2012
78 |  | CRM | ROLLSHOP | MODULE,EL2622 | BECKHOFF | EL2622 |  | 10 | 2 |  | 2012
79 |  | CRM | ROLLSHOP | MODULE,EL3002 | BECKHOFF | EL3002 |  | 2 | 1 |  | 2012
80 |  | CRM | ROLLSHOP | MODULE,EL3054 | BECKHOFF | EL3054 |  | 5 | 1 |  | 2012
81 |  | CRM | ROLLSHOP | MODULE,EL3122 | BECKHOFF | EL3122 |  | 2 | 1 |  | 2012
82 |  | CRM | ROLLSHOP | MODULE,EL3202 | BECKHOFF | EL3202 |  | 1 | 1 |  | 2012
83 |  | CRM | ROLLSHOP | MODULE,EL4032 | BECKHOFF | EL4032 |  | 3 | 1 |  | 2012
84 |  | CRM | ROLLSHOP | MODULE,EL5101 | BECKHOFF | EL5101 |  | 2 | 1 |  | 2012
85 |  | CRM | ROLLSHOP | MODULE,EL9011 | BECKHOFF | EL9011 |  | 7 | 1 |  | 2012
86 |  | CRM | ROLLSHOP | MODULE,EL9100 | BECKHOFF | EL9100 |  | 4 | 1 |  | 2012
87 |  | CRM | ROLLSHOP | MODULE,EL9410 | BECKHOFF | EL9410 |  | 5 | 1 |  | 2012
88 |  | CRM | ROLLSHOP | MODULE,KL1012 | BECKHOFF | KL1012 |  | 179 | 4 |  | 2012
89 |  | CRM | ROLLSHOP | MODULE,KL1104 | BECKHOFF | KL1104 |  | 6 | 1 |  | 2012
90 |  | CRM | ROLLSHOP | MODULE,KL2012 | BECKHOFF | KL2012 |  | 36 | 2 |  | 2012
91 |  | CRM | ROLLSHOP | MODULE,KL2602 | BECKHOFF | KL2602 |  | 30 | 1 |  | 2012
92 |  | CRM | ROLLSHOP | MODULE,KL2622 | BECKHOFF | KL2622 |  | 32 | 2 |  | 2012
93 |  | CRM | ROLLSHOP | MODULE,KL3002 | BECKHOFF | KL3002 |  | 4 | 1 |  | 2012
94 |  | CRM | ROLLSHOP | MODULE,KL3202 | BECKHOFF | KL3202 |  | 1 | 1 |  | 2012
95 |  | CRM | ROLLSHOP | MODULE,KL3362 | BECKHOFF | KL3362 |  | 2 | 0 |  | 2012
96 |  | CRM | ROLLSHOP | MODULE,KL5101 | BECKHOFF | KL5101 |  | 4 | 1 |  | 2012
97 |  | CRM | ROLLSHOP | MODULE,KL9010 | BECKHOFF | KL9010 |  | 19 | 1 |  | 2012
98 |  | CRM | ROLLSHOP | MODULE,KL9060 | BECKHOFF | KL9060 |  | 2 | 1 |  | 2012
99 |  | CRM | ROLLSHOP | MODULE,KL9060-0011 | BECKHOFF | KL9060-0011 |  | 2 | 1 |  | 2012
100 |  | CRM | ROLLSHOP | MODULE,KL9100 | BECKHOFF | KL9100 |  | 26 | 2 |  | 2012
101 |  | CRM | ROLLSHOP | MODULE,KL9510 | BECKHOFF | KL9510 |  | 2 | 1 |  | 2012
102 |  | CRM | HRCTL | POWER SUPPLY,PS-407-4A | SIEMENS | 6ES7407-0DA02-0AA0 |  | 1 | 0 |  | 2025
103 |  | CRM | HRCTL | CPU,CPU-412-2 | SIEMENS | 6ES7412-2XJ05-0AB0 |  | 1 | 0 |  | 2025
104 |  | CRM | HRCTL | MODULE,CP-443-1 | SIEMENS | 6ES7443-1EX30-0XE0 |  | 1 | 0 |  | 2025
105 |  | CRM | HRCTL | MODULE,AO | SIEMENS | 6ES7432-1HF00-0AB0 |  | 1 | 0 |  | 2025
106 |  | CRM | HRCTL | MODULE,PROFIBUS DP,SIMATIC ET200M | SIEMENS | 6ES7153-1AA03-0XB0 |  | 3 | 0 |  | 2025
107 |  | CRM | HRCTL | MODULE,DI | SIEMENS | 6ES7321-1BL00-0AA0 |  | 5 | 0 |  | 2025
108 |  | CRM | HRCTL | MODULE,DO | SIEMENS | 6ES7322-1BL00-0AA0 |  | 4 | 0 |  | 2025
109 |  | CRM | HRCTL | MODULE,DO | SIEMENS | 6ES7322-1HH01-0AA0 |  | 8 | 0 |  | 2025
110 |  | CRM | HRCTL | MODULE,SIMATIC ET 200SP | SIEMENS | 6ES7155-6AR00-0AN0 |  | 3 | 0 |  | 2025
111 |  | CRM | HRCTL | MODULE,DI | SIEMENS | 6ES7131-6BH01-0BA0 |  | 15 | 0 |  | 2025
112 |  | CRM | HRCTL | MODULE,D0 | SIEMENS | 6ES7132-6BH01-0BA0 |  | 3 | 0 |  | 2025
113 |  | CRM | HRCTL | MODULE,CPU 1211C | SIEMENS | SIMATIC S7-1200 |  | 1 | 0 |  | 2025
114 |  | CRM | HRCTL | MODULE,ENCODER | TRIO | MC 403 |  | 1 | 0 |  | 2025
1 |  | CRM | 6 HI MILL |  |  |  |  | 12 |  |  | 2010 &2012
2 |  | CRM | 6 HI MILL |  |  |  |  | 1 |  |  | 2013
3 |  | CRM | REWINDING LINE |  |  |  |  | 5 |  |  | 2010 &2012
4 |  | CRM | 6 HI MILL |  |  |  |  | 12 |  |  | 2010 &2012
5 |  | CRM | 6 HI MILL |  |  |  |  | 40 |  |  | 2010 &2012
6 |  | CRM | 6 HI MILL |  |  |  |  | 4 |  |  | 2010 &2012
7 |  | CRM | 6 HI MILL |  |  |  |  | 4 |  |  | 2010 &2012
8 |  | CRM | 6 HI MILL |  |  |  |  | 82 |  |  | 2010 &2012
9 |  | CRM | 6 HI MILL |  |  |  |  | 12 |  |  | 2010 &2012
10 |  | CRM | 6 HI MILL |  |  |  |  | 4 |  |  | 2010 &2012
11 |  | CRM | 6 HI MILL |  |  |  |  | 1 |  |  | 2010 &2012
12 |  | CRM | 6 HI MILL |  |  |  |  | 5 |  |  | 2010 &2012
13 |  | CRM | 6 HI MILL |  |  |  |  | 404 |  |  | 2010 &2012
14 |  | CRM | 6 HI MILL |  |  |  |  | 245 |  |  | 2010 &2012
15 |  | CRM | 6 HI MILL | CPU,AC 800PEC | ABB | MODEL: PP D113 |  | 12 |  |  | 2010 &2012
16 |  | CRM | 6 HI MILL | FAST I/O MODULE | ABB | MODEL:C100-XF801,PART NO:3BSE061579R1 |  | 10 |  |  | 2010 &2012
17 |  | CRM | 6 HI MILL | CPU,AC 800M | ABB | MODEL:PM 856 |  | 10 |  |  | 2010 &2012
18 |  | CRM | UTILITY | PROCESS PANEL | ABB | MODEL: PP 846,PART NO: 3BSE042238R1 |  | 3 |  |  | 2010 &2012
19 |  | CRM | 6 HI MILL | ANALOG INPUT MODULE | ABB | MODEL: AI830A |  | 9 |  |  | 2010 &2012
20 |  | CRM | UTILITY | ANALOG OUTPUT MODULE | ABB | MODEL: AO820 |  | 15 |  |  | 2010 &2012
21 |  | CRM | UTILITY | ANALOG INPUT MODULE | ABB | MODEL: AI810 |  | 23 |  |  | 2010 &2012
22 |  | CRM | 6 HI MILL | COMMUNICATION INTERFACE MODULE | ABB | MODEL: CI801 |  | 2 |  |  | 2010 &2012
23 |  | CRM | 6 HI MILL | COMMUNICATION INTERFACE MODULE | ABB | MODEL: CI854 |  | 4 |  |  | 2010 &2012
24 |  | CRM | 6 HI MILL | COMMUNICATION INTERFACE MODULE | ABB | MODEL: CI856 |  | 2 |  |  | 2010 &2012
25 |  | CRM | 6 HI MILL | COMMUNICATION INTERFACE MODULE | ABB | MODEL: CI858 |  | 4 |  |  | 2010 &2012
26 |  | CRM | 6 HI MILL | COMMUNICATION INTERFACE MODULE | ABB | MODEL: CI861 |  | 6 |  |  | 2010 &2012
27 |  | CRM | 6 HI MILL | DIGITAL INPUT MODULE | ABB | MODEL: DI801 |  | 6 |  |  | 2010 &2012
28 |  | CRM | 6 HI MILL | DIGITALOUTPUT MODULE | ABB | MODEL: DO801 |  | 3 |  |  | 2010 &2012
29 |  | CRM | 6 HI MILL | PULSE COUNTER MODULE | ABB | MODEL: DP820 |  | 6 |  |  | 2010 &2012
30 |  | CRM | 6 HI MILL | MODULE BASE | ABB | MODEL: TU830V1 |  | 36 |  |  | 2010 &2012
31 |  | CRM | 6 HI MILL | MODULE BASE | ABB | MODEL: TU 810 |  | 36 |  |  | 2010 &2012
32 |  | CRM | 6 HI MILL | INTERFACE MODULE | ABB | MODEL: CI542 |  | 3 |  |  | 2010 &2012
33 |  | CRM | 6 HI MILL | COMMUNICATION INTERFACE MODULE | ABB | MODEL: CI801 |  | 50 |  |  | 2010 &2012
34 |  | CRM | 6 HI MILL | DIGITAL INPUT /OUTPUT MODULE | ABB | MODEL: DC523 |  | 50 |  |  | 2010 &2012
35 |  | CRM | 6 HI MILL | DIGITAL INPUT MODULE | ABB | MODEL: DI524 |  | 5 |  |  | 2010 &2012
36 |  | CRM | 6 HI MILL | HMI | SIEMENS | SIMATIC HMI KTP600 Basic Color DP,TYPE:6AV6647-0AC11-3AX0 |  | 5 |  |  | 2010 &2012
37 |  | CRM | 6 HI MILL | TOUCH PANEL | SIEMENS | SIMATIC TOUCH PANEL,MODEL: TP 177A 5.7" BLUE, TYPE:6AV6 642-0AA11-0AX1 |  | 5 |  |  | 2010 &2012
38 |  | CRM | 6 HI MILL | CPU 313C | SIEMENS | SIMATIC S7-300, CPU 313C, Compact CPU with MPI, 24 DI/16 DO, 4 AI, 2 AO,TYPE: 6ES7313-5BG04-0AB0 |  | 5 |  |  | 2010 &2012
39 |  | CRM | 6 HI MILL | CPU 314C | SIEMENS | SIMATIC S7-300, CPU 314C-2 DP Compact CPU with MPI, 24 DI/16 DO, 4 AI, 2 AO,TYPE:6ES7314-6CH04-0AB0 |  | 5 |  |  | 2010 &2012
40 |  | CRM | 6 HI MILL | Digital output SM 322 | SIEMENS | MODEL:SM 322,TYPE:6ES7322 1HH01-0AA0 |  | 5 |  |  | 2010 &2012
41 |  | CRM | 6 HI MILL | Micro Memory Card for S7-300/C7/ET200 | SIEMENS | SIMATIC S7, Micro Memory Card for S7-300/C7/ET 200, 3, 3V Nflash, 64 KB ,TYPE: 6ES7953-8LF31-0AA0 |  | 5 |  |  | 2010 &2012
42 |  | CRM | 6 HI MILL | power supply | SIEMENS | SITOP PSU200M 5 A stabilized power supply input: 120/230-500 V AC output: 24 V DC/5 A ,TYPE: 6EP1333-3BA10 |  | 5 |  |  | 2010 &2012
43 |  | CRM | 6 HI MILL | Diagnostics module | SIEMENS | SITOP select Diagnostics module 4-channel input: 24 V DC/40 A output: 24 V DC/4x 10 A threshold adjustable 2-10 A ,TYPE: 6EP1961-2BA00 |  | 5 |  |  | 2010 &2012
44 |  | CRM | 6 HI MILL | I/O MODULE,8 CHANNEL | SIEMENS | DI8xDC24V AI5/AO2x12bit 6ES73135BG040AB0 |  | 5 |  |  | 2010 &2012
45 |  | CRM | 6 HI MILL | I/O MODULE,16 CHANNEL | SIEMENS | DI16/D016 6ES73135BG040AB0 |  | 36 |  |  | 2010 &2012
46 |  | CRM | 6 HI MILL | POWER SUPPLY | IFM | POWER SUPPLY, MODEL: DN2032, 3AC-400-500V, 0.5A Spec: 0.5A/PH, DC24-28V, 5A, |  | 5 |  |  | 2010 &2012
47 |  | CRM | 6 HI MILL | MODULE END CONNECTOR | ABB | TB 805,3BSE008534R1, |  | 5 |  |  | 2010 &2012
48 |  | CRM | 6 HI MILL | MODULE END CONNECTOR | ABB | TB 806,3BSE008536R1, |  | 5 |  |  | 2010 &2012
49 |  | CRM | 6 HI MILL | CARD FOR S100 | ABB | CARD DSAO 120A,3BSE018293R1 , |  | 5 |  |  | 2010 &2012
50 |  | CRM | 6 HI MILL | CARD FOR S100 | ABB | CARD DSTA 171,CODE -3BSE018311R1, |  | 5 |  |  | 2010 &2012
51 |  | CRM | 6 HI MILL | RIBBON CABLE | ABB | RIBON CABLE,DSTK221L3 , 3BSC950164R30, |  | 12 |  |  | 2010 &2012
52 |  | CRM | 6 HI MILL | CARD FOR S100 | ABB | CARD DSTA 131 ,57120001-CV, |  | 140 |  |  | 2010 &2012
53 |  | CRM | 6 HI MILL | CARD FOR S100 | ABB | CARD DSAI 130D,3BSE003127R1, |  | 24 |  |  | 2010 &2012
54 |  | CRM | 6 HI MILL | CARD FOR S100 | ABB | CARD DSTA-131, |  | 12 |  |  | 2010 &2012
55 |  | CRM | 6 HI MILL | RIBBON CABLE | ABB | RIBBON CABLE, DSTK 228SL3 , 3BSE950174R30 ,FOR DSDP 170 |  | 60 |  |  | 2010 &2012
1 |  | CRM | CGL-1 | PEC Controller | CONNECTOR CABLE | ABB | CONNECTOR CABLE ,TB850V007,3BSC950192R1 (TB850) | 3 |  |  | 2011
2 |  | CRM | CGL-1 | PROFIBUS-DP/V1 interface | RIBBON CABLE | ABB | TK801V012,3BSC950089R3 CABLE, | 4 |  |  | 2011
3 |  | CRM | CGL-1 | PROFIBUS FCI S800 Interface | CONNECTOR CABLE | ABB | CEX MASTER CABLE,3BHE014317R0003, | 26 |  |  | 2011
4 |  | CRM | CGL-1 | DI801 Digital Input 24V 16 ch | CONNECTOR CABLE | ABB | CONNECTOR CABLE,CI 856,TYPE-TK 575 ,CODE-3BSC950054, | 88 |  |  | 2011
5 |  | CRM | CGL-1 | DI810 Digital Input 24V 16 ch | RIBBON CABLE | ABB | RIBBON CABLE 757K, | 22 |  |  | 2011
6 |  | CRM | CGL-1 | DO801 Digital Output 24V 16 ch | CARD FOR S100 | ABB | CARD DSBC 176, | 41 |  |  | 2011
7 |  | CRM | CGL-1 | DO810 Digital Output 24V 16 ch | CARD FOR S100 | ABB | CARD DSTC 176, | 10 |  |  | 2011
8 |  | CRM | CGL-1 | Pulse Counter RS-422 | CARD FOR S100 | ABB | CARD DSDP 170D ,57160001-ADF , SN-SE103705R4 | 2 |  |  | 2011
9 |  | CRM | CGL-1 | Analog input RTD 8 ch | CONVERTOR | D-LINK | ETHERNET TO FO CONVERTER,MODEL- DMC-300, | 8 |  |  | 2011
10 |  | CRM | CGL-1 | Analog Output 8 ch | PROFIBUS CONNECTOR | ABB | PROFIBUS CONNECTOR with LED Indication, MODEL:VIPA972-ODP10, | 7 |  |  | 2011
11 |  | CRM | CGL-1 | Analog Input 8 ch | POWER SUPPLY | WEIDMULLER | RPS,24VDC/20A ,ORD CODE-1469510000, | 17 |  |  | 2011
12 |  | CRM | CGL-1 | RPS 4.5 A | POWER SUPPLY | WEIDMULLER | RPS,24VDC/5A ,ORD CODE-1469480000, | 3 |  |  | 2011
13 |  | CRM | CGL-1 | RPS 5 A | POWER SUPPLY | WEIDMULLER | RPS,24VDC/10A , | 2 |  |  | 2011
14 |  | CRM | CGL-1 | RPS 10 A | Phoenix/Weid Mullar/Murr/ABB | RPS 10 A |  | 8 |  |  | 2011
15 |  | CRM | CGL-1 | RPS 12 A | Phoenix/Weid Mullar/Murr/ABB | RPS 12 A |  | 1 |  |  | 2011
16 |  | CRM | CGL-1 | RPS 20 A | Phoenix/Weid Mullar/Murr/ABB | RPS 20 A |  | 17 |  |  | 2011
17 |  | CRM | CGL-2 | PEC Controller | ABB | PP D103 |  | 5 |  |  | 2011
18 |  | CRM | CGL-2 | PROFIBUS-DP/V1 interface | ABB | CI854 |  | 5 |  |  | 2011
19 |  | CRM | CGL-2 | S 100 I/O Interface | ABB | CI856 |  | 1 |  |  | 2011
20 |  | CRM | CGL-2 | PROFIBUS FCI S800 Interface | ABB | CI801 |  | 35 |  |  | 2011
21 |  | CRM | CGL-2 | DI801 Digital Input 24V 16 ch | ABB | DI801 |  | 128 |  |  | 2011
22 |  | CRM | CGL-2 | DI810 Digital Input 24V 16 ch | ABB | DI810 |  | 18 |  |  | 2011
23 |  | CRM | CGL-2 | DO801 Digital Output 24V 16 ch | ABB | DO801 |  | 58 |  |  | 2011
24 |  | CRM | CGL-2 | DO810 Digital Output 24V 16 ch | ABB | DO810 |  | 12 |  |  | 2011
25 |  | CRM | CGL-2 | Pulse Counter RS-422 | ABB | DP820 |  | 7 |  |  | 2011
26 |  | CRM | CGL-2 | Analog input RTD 8 ch | ABB | AI830 |  | 9 |  |  | 2011
27 |  | CRM | CGL-2 | Analog Output 4 ch | ABB | AO820 |  | 1 |  |  | 2011
28 |  | CRM | CGL-2 | Analog Output 8 ch | ABB | AO810 |  | 9 |  |  | 2011
29 |  | CRM | CGL-2 | Analog Input 8 ch | ABB | AI810 |  | 18 |  |  | 2011
30 |  | CRM | CGL-2 | RPS 4.5 A | ABB | RPS 4.5 A |  | 4 |  |  | 2011
31 |  | CRM | CGL-2 | RPS 5 A | ABB | RPS 5 A |  | 2 |  |  | 2011
32 |  | CRM | CGL-2 | RPS 10 A | ABB | RPS 10 A |  | 15 |  |  | 2011
33 |  | CRM | CGL-2 | RPS 12 A | ABB | RPS 12 A |  | 1 |  |  | 2011
34 |  | CRM | CGL-2 | RPS 20 A | ABB | RPS 20 A |  | 18 |  |  | 2011
35 |  | CRM | CGL-2 | RPS 40 A | ABB | RPS 40 A |  | 1 |  |  | 2011
36 |  | CRM | CGL-2 | I/O Equipment Frame | ABB | DSRF 197 |  | 1 |  |  | 2011
37 |  | CRM | CGL-2 | I/O Subrack with single 5V | ABB | DSRF 197K01 |  | 1 |  |  | 2011
38 |  | CRM | CGL-2 | Power Supply Unit | ABB | DSSR 122 |  | 1 |  |  | 2011
39 |  | CRM | CGL-2 | Analog Input Board 16 inputs | ABB | DSAI 130D |  | 1 |  |  | 2011
40 |  | CRM | CGL-2 | Analog Output Board 8 Channels | ABB | DSAO 120A |  | 1 |  |  | 2011
41 |  | CRM | CGL-2 | Pulse Counting Board inc. Pos. and Speed meas. | ABB | DSDP 170 |  | 1 |  |  | 2011
42 |  | CRM | CGL-2 | Bus Repeater Master | ABB | DSBC 170 |  | 1 |  |  | 2011
43 |  | CRM | CCL-1 | PEC Controller | ABB | PP D103 |  | 3 |  |  | 2011
44 |  | CRM | CCL-1 | PROFIBUS-DP/V1 interface | ABB | CI854 |  | 3 |  |  | 2011
45 |  | CRM | CCL-1 | PROFIBUS FCI S800 Interface | ABB | CI801 |  | 25 |  |  | 2011
46 |  | CRM | CCL-1 | DI801 Digital Input 24V 16 ch | ABB | DI801 |  | 129 |  |  | 2011
47 |  | CRM | CCL-1 | DO801 Digital Output 24V 16 ch | ABB | DO801 |  | 48 |  |  | 2011
48 |  | CRM | CCL-1 | Pulse Counter RS-422 | ABB | DP820 |  | 2 |  |  | 2011
49 |  | CRM | CCL-1 | Analog input RTD 8 ch | ABB | AI830 |  | 7 |  |  | 2011
50 |  | CRM | CCL-1 | Analog Output 4 ch | ABB | AO820 |  | 3 |  |  | 2011
51 |  | CRM | CCL-1 | Analog Output 8 ch | ABB | AO810 |  | 5 |  |  | 2011
52 |  | CRM | CCL-1 | Analog Input 8 ch | ABB | AI810 |  | 11 |  |  | 2011
53 |  | CRM | CCL-1 | RPS 10 A | Phoenix/Weid Mullar/Murr/ABB | RPS 10 A |  | 16 |  |  | 2011
54 |  | CRM | CCL-1 | RPS 20 A | Phoenix/Weid Mullar/Murr/ABB | RPS 20 A |  | 12 |  |  | 2011
55 |  | CRM | CGL-1& 2 Seam Welder | CPU | SIEMENS | IM-151-7,6ES7 151-7AA20-0AB0 |  | 2 |  |  | 2011
56 |  | CRM | CGL-1& 2 Seam Welder | DP MASTER | SIEMENS | SIMATIC DP,6ES7 138-4HA00-0AB0 |  | 2 |  |  | 2011
57 |  | CRM | CGL-1& 2 Seam Welder | POWER MODULE | SIEMENS | PM-E ST,6ES7 138-4CA01-0AA0 |  | 8 |  |  | 2011
58 |  | CRM | CGL-1& 2 Seam Welder | ANALOG INPUT MODULE | SIEMENS | 4AI I 2 WIRE,6ES7 134-4GD00-0AB0 |  | 2 |  |  | 2011
59 |  | CRM | CGL-1& 2 Seam Welder | ANALOG OUTPUT MODULE | SIEMENS | 2AO I,6ES7 135-4GB01-0AB0 |  | 4 |  |  | 2011
60 |  | CRM | CGL-1& 2 Seam Welder | DIGITAL INPUT MODULE | SIEMENS | 8DI DC 24,6ES7 131-4BF00-0AA0 |  | 40 |  |  | 2011
61 |  | CRM | CGL-1& 2 Seam Welder | DIGITAL OUTPUT MODULE | SIEMENS | 8DO DC 24V/0.5A,6ES7 132-4BF00-0AA0 |  | 20 |  |  | 2011
62 |  | CRM | CGL-1&2 Ajax Inductor and HF Furnace | Communication Module PROFIBUS-DP Master | ABB | CM572,ACS 500 |  | 1 |  |  | 2011
63 |  | CRM | CGL-1&2 Ajax Inductor and HF Furnace | AC500,Prog.Log.Controller | ABB | PM582-ETH,ACS 500 |  | 2 |  |  | 2011
64 |  | CRM | CGL-1&2 Ajax Inductor and HF Furnace | AC500,Prog.Logic Controller | ABB | PM581-V14x,ACS 500 |  | 1 |  |  | 2011
65 |  | CRM | CGL-1&2 Ajax Inductor and HF Furnace | communication interface module, 8 DI and 16 DC | ABB | DC551-CS31,ACS 500 |  | 12 |  |  | 2011
66 |  | CRM | CGL-1&2 Ajax Inductor and HF Furnace | S500 Digital input/output module | ABB | DC532,ACS 500 |  | 2 |  |  | 2011
67 |  | CRM | CGL-1&2 Ajax Inductor and HF Furnace | S500 Digital input/output module | ABB | DC522,ACS 500 |  | 5 |  |  | 2011
68 |  | CRM | CGL-1&2 Ajax Inductor and HF Furnace | S500 Analog input module. | ABB | AI523,ACS 500 |  | 4 |  |  | 2011
69 |  | CRM | CGL-1&2 Ajax Inductor and HF Furnace | S500-eCo Analog input module | ABB | AI563,ACS 500 |  | 13 |  |  | 2011
70 |  | CRM | CGL-1&2 Ajax Inductor and HF Furnace | S500 Analog input/output module | ABB | AX522,ACS 500 |  | 2 |  |  | 2011
71 |  | CRM | CGL-1&2 Ajax Inductor and HF Furnace | S500 Analog input/output module. | ABB | AX521,ACS 500 |  | 6 |  |  | 2011
72 |  | CRM | CGL-1&2 Ajax Inductor and HF Furnace | S500 Digital input module | ABB | DI524,ACS 500 |  | 5 |  |  | 2011
73 |  | CRM | CGL-1&2 Ajax Inductor and HF Furnace | S500-eCo Digital input module | ABB | DI562,ACS 500 |  | 9 |  |  | 2011
74 |  | CRM | CGL-1&2 Ajax Inductor and HF Furnace | S500 Digital input/output module | ABB | DX522,ACS 500 |  | 3 |  |  | 2011
75 |  | CRM | CGL-1&2 Ajax Inductor and HF Furnace | Delta Motion Controller | ABB | RMC100,ACS 500 |  | 2 |  |  | 2011
76 |  | CRM | CGL-1&2 Ajax Inductor and HF Furnace | Control Panel 10.4” TFT Touc | ABB | CP450T-ETH,ACS 500 |  | 4 |  |  | 2011
77 |  | CRM | CGL-1&2 Ajax Inductor and HF Furnace | Control Panel 7” TFT Touch s | ABB | CP430T-ETH,ACS 500 |  | 2 |  |  | 2011
78 |  | CRM | CGL-2 Oiler | Power supply | SIEMENS | PS307,6ES7307-1BA00-0AA0 |  | 1 |  |  | 2011
79 |  | CRM | CGL-2 Oiler | CPU | SIEMENS | CPU 315-2DP,6ES7315-2AH14-0AB0 |  | 1 |  |  | 2011
80 |  | CRM | CGL-2 Oiler | Digital input | SIEMENS | SM 321,6ES7321-7BH01-0AB0 |  | 2 |  |  | 2011
81 |  | CRM | CGL-2 Oiler | Dummy module | SIEMENS | DM 370,6ES7370-0AA01-0AA0 |  | 2 |  |  | 2011
82 |  | CRM | CGL-2 Oiler | Digital output | SIEMENS | SM 322,6ES7322-1HH01-0AA0 |  | 2 |  |  | 2011
83 |  | CRM | CGL-2 Oiler | Analog input | SIEMENS | SM 331,6ES7331-7KF02-0AB0 |  | 1 |  |  | 2011
84 |  | CRM | CGL-2 Oiler | Analog output | SIEMENS | SM 332,6ES7332-5HD01-0AB0 |  | 1 |  |  | 2011
85 |  | CRM | CGL-2 Oiler | DP/DP coupler Coupling module | SIEMENS | SIMATIC DP,6ES7158-0AD01-0XA0 |  | 1 |  |  | 2011
86 |  | CRM | CCL-1 GFG PANEL | CPU | SIEMENS | SIMATIC S7-300,6ES7-315-2EH13-0AB0 |  | 3 |  |  | 2011
87 |  | CRM | CCL-1 GFG PANEL | POWER SUPPLY MODULE | SIEMENS | PS 307 , 2A,6ES7-307-1BA00-0AA0 |  | 3 |  |  | 2011
88 |  | CRM | CCL-1 GFG PANEL | DI MODULE | SIEMENS | SM 321,6ES7-321-7BH01-0AB0 |  | 6 |  |  | 2011
89 |  | CRM | CCL-1 GFG PANEL | DO MODULE | SIEMENS | SM 322,6ES7-322-1BH01-0AA0 |  | 3 |  |  | 2011
90 |  | CRM | CCL-1 GFG PANEL | DP COUPLER | SIEMENS | SIMATIC DP/DP COUPLER,6ES7-158-0AD01-0XA0 |  | 3 |  |  | 2011
91 |  | CRM | Auto CTL 1&2 | Communication Module PROFIBUS-DP Master | ABB | CM572,ACS 500 |  | 2 |  |  | 2011
92 |  | CRM | Auto CTL 1&2 | AC500,Prog.Logic Controller | ABB | PM581-V14x,ACS 500 |  | 2 |  |  | 2011
93 |  | CRM | Auto CTL 1&2 | S500 Digital input/output module | ABB | DC523,ACS 500 |  | 8 |  |  | 2011
94 |  | CRM | Auto CTL 1&2 | S500 Digital input module | ABB | DI524,ACS 500 |  | 10 |  |  | 2011
95 |  | CRM | CCL-1/CRS-1 | CP E-NET MODULE | SIEMENS | CP 443-1,443-1EX20-0XE0 |  | 1 |  |  | 2011
96 |  | CRM | CCL-1/CRS-1 | CPU | SIEMENS | CPU 412-2,412-2XJ05-0AB0 |  | 1 |  |  | 2011
97 |  | CRM | CCL-1/CRS-1 | POWER SUPPLY MODULE | SIEMENS | PS 407 4A ,S7-400,407-ODA02-0AA0 |  | 1 |  |  | 2011
98 |  | CRM | CCL-1/CRS-1 | PROFIBUS DP MODULE | SIEMENS | ET-200M, IM 153-1,153-1AAO3-OXBO |  | 3 |  |  | 2011
99 |  | CRM | CCL-1/CRS-1 | AI MODULE | SIEMENS | SM331, AI 8*13 BIT,331-1KF01-0AB0 |  | 1 |  |  | 2011
100 |  | CRM | CCL-1/CRS-1 | DI MODULE | SIEMENS | DI 32*DC 24V,321-1BL00-0AA0 |  | 12 |  |  | 2011
101 |  | CRM | CCL-1/CRS-1 | DO MODULE | SIEMENS | SM322, DO 16*REL.AC120/230V |  | 10 |  |  | 2011
102 |  | CRM | CCL-1/CRS-2 | PROFIBUS-DP/V1 interface | ABB | CI854AK01,3BSE030220R1 |  | 1 |  |  | 2011
103 |  | CRM | CCL-1/CRS-2 | CPU | ABB | PM856AK01,3BSE066490R1 |  | 1 |  |  | 2011
104 |  | CRM | CCL-1/CRS-2 | Digital Output 24V 16 ch | ABB | DO801,3BSE020510R1 |  | 1 |  |  | 2011
105 |  | CRM | CCL-1/CRS-2 | DI801 Digital Input 24V 16 ch | ABB | DI801,3BSE020508R1 |  | 1 |  |  | 2011
106 |  | CRM | CCL-1/CRS-2 | PROFIBUS DP SLAVE | ABB | CI542-DP,1SAP224200R0001 |  | 2 |  |  | 2011
107 |  | CRM | CCL-1/CRS-2 | DI MODULE | ABB | DI524,1SAP240000R0001 |  | 8 |  |  | 2011
108 |  | CRM | CCL-1/CRS-2 | DO MODULE | ABB | DC523,1SAP240500R0001 |  | 7 |  |  | 2011
109 |  | CRM | CCL-1/DHIM CTL-1&2 | CP E-NET MODULE | SIEMENS | CP 443-1,443-1EX20-0XE0 |  | 2 |  |  | 2011
110 |  | CRM | CCL-1/DHIM CTL-1&2 | CPU | SIEMENS | CPU 412-2,412-2XJ05-0AB0 |  | 1 |  |  | 2011
111 |  | CRM | CCL-1/DHIM CTL-1&2 | CPU | SIEMENS | CPU 414-2,414-2XK05-0AB0 |  | 1 |  |  | 2011
112 |  | CRM | CCL-1/DHIM CTL-1&2 | POWER SUPPLY MODULE | SIEMENS | PS 407 4A ,S7-400,407-ODA02-0AA0 |  | 1 |  |  | 2011
113 |  | CRM | CCL-1/DHIM CTL-1&2 | POWER SUPPLY MODULE | SIEMENS | PS 407 10A,407-OKA02-0AA0 |  | 1 |  |  | 2011
114 |  | CRM | CCL-1/DHIM CTL-1&2 | PROFIBUS DP MODULE | SIEMENS | ET-200M, IM 153-1,153-1AAO3-OXBO |  | 10 |  |  | 2011
115 |  | CRM | CCL-1/DHIM CTL-1&2 | AI MODULE | SIEMENS | SM331, AI 8*13 BIT,331-1KF01-0AB0 |  | 2 |  |  | 2011
116 |  | CRM | CCL-1/DHIM CTL-1&2 | DI MODULE | SIEMENS | DI 32*DC 24V,321-1BL00-0AA0 |  | 31 |  |  | 2011
117 |  | CRM | CCL-1/DHIM CTL-1&2 | DO MODULE | SIEMENS | SM322, DO 16*REL.AC120/230V,322-1HHO1-0AA0 |  | 26 |  |  | 2011
118 |  | CRM | CCL-1/DHIM CTL-1&2 | NUSCO SHEAR | DIGITAL ELECTRONICS | Proface 3280035-45 |  | 2 |  |  | 2011
119 |  | CRM | CCL-1/Profile Lines | CPU | SIEMENS | IM151-BF PN/DP,6ES7-151-8FB00-0AB0 |  | 5 |  |  | 2011
120 |  | CRM | CCL-1/Profile Lines | CPU | SIEMENS | IM151-3 PN,6ES7-151-3BA23-0AB0 |  | 4 |  |  | 2011
121 |  | CRM | CCL-1/Profile Lines | POWER SUPPLY MODULE | SIEMENS | PM-E, DC24V,6ES7-138-4CA01-0AA0 |  | 43 |  |  | 2011
122 |  | CRM | CCL-1/Profile Lines | PROFIBUS DP | SIEMENS | ET-200S,6ES7138-4DB03-0AB0 |  | 2 |  |  | 2011
123 |  | CRM | CCL-1/Profile Lines | DI MODULE | SIEMENS | 4 DI,24V,6ES7-131-4BD01-0AA0 |  | 45 |  |  | 2011
124 |  | CRM | CCL-1/Profile Lines | DO MODULE | SIEMENS | 4 DO,24V,6ES7-132-4BD32-0AA0 |  | 41 |  |  | 2011
125 |  | CRM | CCL-1/Profile Lines | PROFISAFE MODULE DI | SIEMENS | 4/8 F-DI, DC24V,6ES7-138-4FA04-0AB0 |  | 9 |  |  | 2011
126 |  | CRM | CCL-1/Profile Lines | PROFISAFE MODULE DO | SIEMENS | 4 F-DO, DC24V/2A,6ES7-138-4FB04-0AB0 |  | 5 |  |  | 2011
127 |  | CRM | CCL-1/Profile Lines | COUNTER MODULE | SIEMENS | 1 COUNT , 5V/500KHZ,6ES7-138-4DE02-0AB0 |  | 4 |  |  | 2011
128 |  | CRM | CCL-1/Profile Lines | AO MODULE | SIEMENS | 2AO.ST.0,6ES7-135-4FB01-0AB0 |  | 1 |  |  | 2011
129 |  | CRM | CCL-1/Profile Lines | POSITIONING MODULE | SIEMENS | 1 SSI,6ES7-138-4DB03-0AB0 |  | 1 |  |  | 2011
130 |  | CRM | CCL-1/Profile Lines | PULSE MODULE | SIEMENS | 2 PULSE,6ES7-138-4DD01-0AB0 |  | 1 |  |  | 2011
131 |  | CRM | CGL-2/RECTIFIER-1&2 | Serial to Profibus -DP communication | Renu Electronics | GWY-500-B |  | 1 |  |  | 2011
132 |  | CRM | CGL-2/RECTIFIER-1&3 | Modbus Coupl. | ABB | 07KP53,1SBP260162R1001 |  | 1 |  |  | 2011
133 |  | CRM | CGL-2/RECTIFIER-1&4 | Advant Controller 31 | ABB | 07KT51,1SBP260012R1001 |  | 1 |  |  | 2011
134 |  | CRM | CGL-2/RECTIFIER-1&5 | EXTENSION UNIT | ABB | XM06B5,1SBP260103R1001 |  | 2 |  |  | 2011
135 |  | CRM | CGL-2/RECTIFIER-1&6 | PLC | ABB | ICMK14N1,1SBP260052R1001 |  | 1 |  |  | 2011
136 |  | CRM | CGL-2/RECTIFIER-1&7 | EXTENSION UNIT | ABB | XC08L1,1SBP260102R1001 |  | 1 |  |  | 2011
137 |  | CRM | CGL-2/RECTIFIER-1&8 | EXTENSION UNIT | ABB | XI16E1,1SBP260100R1001 |  | 1 |  |  | 2011
138 |  | CRM | CGL-2/RECTIFIER-1&9 | Control Panel 10.4” TFT Touc | ABB | CP450T-ETH,1SBP260189R1001 |  | 1 |  |  | 2011
139 |  | CRM | PROFILE LINE-1,2 & 3 | OPERATIONAL PANEL | APHA | AH-168P |  | 3 |  |  | 2011
140 |  | CRM | PROFILE LINE-1,2 & 3 | CPU | APHA | S2-CPU |  | 3 |  |  | 2011
141 |  | CRM | PROFILE LINE-1,2 & 3 | INPUT/OUTPUT PCB | APHA | S-I 01 |  | 3 |  |  | 2011
142 |  | CRM | PROFILE LINE-1,2 & 3 | PROPORTIONAL VALVE | APHA | S-DA2 |  | 3 |  |  | 2011
143 |  | CRM | PROFILE LINE-1,2 & 3 | MONITOR PCB | APHA | S-MON |  | 3 |  |  | 2011
144 |  | CRM | PROFILE LINE-1,2 & 3 | MONITOR PCB | APHA | S-MHG |  | 3 |  |  | 2011
145 |  | CRM | PROFILE LINE-1,2 & 3 | MONITOR PCB | APHA | S-07-B |  | 3 |  |  | 2011
146 |  | CRM | PROFILE LINE-1,2 & 3 | INPUT/OUTPUT | APHA | IO-32 |  | 3 |  |  | 2011
147 |  | CRM | PROFILE LINE-1,2 & 3 | FLY SHEAR CONTROLLER | MOTRONA | MC-700 |  | 3 |  |  | 2011
1 |  | CRM | CGL-6 | CPU 313 C 2DP | SIEMENS | 6ES7-313-6CG04-0AB0 |  | 1 | 0 |  | 2018
2 |  | CRM | CGL-6 | PS 307 5A | SIEMENS | 6ES7-307-1EA01-0AA0 |  | 1 | 0 |  | 2018
3 |  | CRM | CGL-6 | DP MASTER | SEIMENS | 6ES7-138-4HA00-0AB0 |  | 1 | 1 |  | 2018
4 |  | CRM | CGL-6 | IM 151-7 CPU | SEIMENS | 6ES7151-7AA21-0ABO |  | 1 | 1 |  | 2018
5 |  | CRM | CGL-6 | DIGITAL INPUT MODULE | SEIMENS | 6ES7131-4BF00-0AA0 |  | 12 | 0 |  | 2018
6 |  | CRM | CGL-6 | DIGITAL OUTPUT MODULE | SEIMENS | 6ES7132-4BF00-0AA0 |  | 5 | 3 |  | 2018
7 |  | CRM | CGL-6 | ANALOG INPUT MODULE | SIEMENS | 6ES7-331-7KF02-0AB0 |  | 8 | 1 |  | 2018
8 |  | CRM | CGL-6 | DIGITAL INPUT MODULE | SIEMENS | 6ES7-321-1BL00-0AA0 |  | 4 | 1 |  | 2018
9 |  | CRM | CGL-6 | DP-DP COUPLER | SIEMENS | 6ES7-158-0AD01-0XA0 |  | 1 | 1 |  | 2018
10 |  | CRM | CGL-6 | IM 365 SEND | SIEMENS | 6ES7-365-0BA01-0AA0 |  | 1 | 1 |  | 2018
11 |  | CRM | CGL-6 | IM 365 RECEIVED | SIEMENS | 6ES7-365-0BA02-0AA1 |  | 1 | 0 |  | 2018
12 |  | CRM | CGL-6 | Ethernet card | BECKHOFF | FC9011 ¦ Gigabit Ethernet card, 1 channel, PCI |  | 1 | 0 |  | 2018
13 |  | CRM | CGL-6 | EtherCAT Coupler | BECKHOFF | EK 1100 Ser Nr. 43180632 , Rev No 0018 |  | 1 | 0 |  | 2018
14 |  | CRM | CGL-6 | ANALOG OUTPUT MODULE | BECKHOFF | EL4024 ¦ EtherCAT Terminal, 4-channel analog output, current, 4…20 mA, 12 bit |  | 1 | 0 |  | 2018
15 |  | CRM | CGL-6 | ANALOG OUTPUT MODULE | BECKHOFF | EL4004 ¦ EtherCAT Terminal, 4-channel analog output, voltage, 0…10 V, 12 bit |  | 1 | 0 |  | 2018
16 |  | CRM | CGL-6 | ENCODER INTERFACE | BECKHOFF | EL5151 ¦ EtherCAT Terminal, 1-channel encoder interface, incremental, 24 V DC HTL, 100 kHz |  | 1 | 0 |  | 2018
17 |  | CRM | CGL-6 | ANALOG INPUT MODULE | BECKHOFF | EL3024 ¦ EtherCAT Terminal, 4-channel analog input, current, 4…20 mA, 12 bit, differential |  | 1 | 0 |  | 2018
18 |  | CRM | CGL-6 | ANALOG INPUT MODULE | BECKHOFF | EL3104 ¦ EtherCAT Terminal, 4-channel analog input, voltage, ±10 V, 16 bit, differential |  | 1 | 1 |  | 2018
19 |  | CRM | CGL-6 | DIGITAL INPUT MODULE | BECKHOFF | EL1809 ¦ EtherCAT Terminal, 16-channel digital input, 24 V DC, 3 ms |  | 1 | 1 |  | 2018
20 |  | CRM | CGL-6 | DIGITAL OUTPUT MODULE | BECKHOFF | EL2809 ¦ EtherCAT Terminal, 16-channel digital output, 24 V DC, 0.5 A |  | 1 | 0 |  | 2018
21 |  | CRM | CGL-6 | PM- E | SIEMENS | 6ES7138-4CA01-0AA0 |  | 2 | 4 |  | 2018
22 |  | CRM | CGL-6 | BATTERY | SIEMENS | 6ES7971- 0BA00 |  | 2 | 15 |  | 2018
23 |  | CRM | CGL-6 | SMPS | SIEMENS | PSU100D , 6EP1333-1LD00 |  | 2 | 0 |  | 2018
24 |  | CRM | CGL-6 | TERMINAL MODULE | SIEMENS | 6ES7193-4CB20-0AA0 |  | 17 | 1 |  | 2018
25 |  | CRM | CGL-6 | SMPS | OMRON | S8VK-C12024 , O/P 24 DC , 4 A |  | 1 | 0 |  | 2018
26 |  | CRM | CGL-6 | SMPS | OMRON | S8VK-C12024 , O/P 24 DC , 4 A |  | 1 | 0 |  | 2018
27 |  | CRM | CGL-6 | CPU | ABB | ABB PLC -PM572 |  | 1 | 0 |  | 2018
28 |  | CRM | CGL-6 | ANALOG INPUT MODULE | ABB | AX561 |  | 2 | 0 |  | 2018
29 |  | CRM | CGL-6 | COMMUNICATION MODULE | ABB | CM572 |  | 1 | 0 |  | 2018
30 |  | CRM | CGL-6 | DIGITAL INPUT MODULE | ABB | DI 524 |  | 5 | 0 |  | 2018
31 |  | CRM | CGL-6 | OUTPUT MODULE | ABB | DC 523 |  | 4 | 0 |  | 2018
32 |  | CRM | CGL-6 | DIGITAL INPUT MODULE | ABB | DI562 |  | 1 | 0 |  | 2018
33 |  | CRM | CGL-6 | OUTPUT MODULE | ABB | DX561 |  | 2 | 0 |  | 2018
34 |  | CRM | CGL-6 | CPU | ABB | PM573 |  | 1 | 0 |  | 2018
35 |  | CRM | CGL-6 | PROFIBUS ADAPTER PDP 21 | ABB | 1SAJ240100R1010 |  | 1 | 0 |  | 2018
36 |  | CRM | CGL-6 | BusAdapter BA 2xRJ45 | SIEMENS | 6ES7193-6RA00-0AA0 |  | 12 | 9 |  | 2018
37 |  | CRM | CGL-6 | TECHNOLOGY CARD | SIEMENS | 6ES7 138- AA00-0BA0 |  | 0 | 4 |  | 2018
38 |  | CRM | CGL-6 | INTERFACE MODULE ET 200 SP | SIEMENS | 6ES7 155-6AU00-0BN0 |  | 12 | 1 |  | 2018
39 |  | CRM | CGL-6 | Server module for ET 200SP | SEIMENS | 6ES7193-6PA00-0AA0 |  | 12 | 4 |  | 2018
40 |  | CRM | CGL-6 | DIGITAL INPUT MODULE | SEIMENS | 6ES7131-6BH00-0BA0 |  | 109 | 3 |  | 2018
41 |  | CRM | CGL-6 | DIGITAL OUTPUT MODULE | SEIMENS | 6ES7132-6BH00-0BA0 |  | 50 | 4 |  | 2018
42 |  | CRM | CGL-6 | ANALOG INPUT MODULE | SEIMENS | 6ES7134-6GD00-0BA1 |  | 28 | 3 |  | 2018
43 |  | CRM | CGL-6 | ANALOG OUTPUT MODULE | SEIMENS | 6ES7134-6HD00-0BA1 |  | 9 | 11 |  | 2018
44 |  | CRM | CGL-6 | ANALOG INPUT MODULE | SEIMENS | 6ES7134-6JD00-0CA1 |  | 11 | 6 |  | 2018
45 |  | CRM | CGL-6 | DIGITAL INPUT MODULE | SEIMENS | 6ES7131-4BF00-0AA0 |  | 12 | 2 |  | 2018
46 |  | CRM | CGL-6 | CPU 414-3 PN/DP | SEIMENS | 6ES7-414-3EM06-0AB0 |  | 2 | 1 |  | 2018
47 |  | CRM | CGL-6 | MMC | SIEMENS | 6ES7953-8LF31-0AA0 |  | 1 | 1 |  | 2018
48 |  | CRM | CGL-6 | MMC | SIEMENS | 6ES7953-8LJ31-0AA0 |  | 1 | 1 |  | 2018
49 |  | CRM | CGL-6 | Communications processor CP 443-5 | SIEMENS | 6GK7- 443-5DX04-0XE0 |  | 1 | 1 |  | 2018
50 |  | CRM | CGL-6 | Power supply PS407: 4 A | SEIMENS | 6ES7-407-0DA02-0AA0 |  | 2 | 1 |  | 2018
51 |  | CRM | CGL-6 | SIMATIC S7-400, rack UR2 | SIEMENS | 6ES7 -400-1JA01-0AA0 |  | 2 | 0 |  | 2018
52 |  | CRM | CGL-6 | SIMATIC S7-400, CPU 412-2 DP | SIEMENS | 6ES7 412 - 2XJ07 - 0AB0 |  | 0 | 1 |  | 2018
53 |  | CRM | CGL-6 | ANALOG OUTPUT CARD | SIEMENS | 6ES7135-4GB01-0AB0 |  | 1 | 2 |  | 2018
54 |  | CRM | CGL-6 | SMPS | OMRON | S8JC-Z10024CD , 24VDC 4.5 A |  | 0 | 1 |  | 2018
55 |  | CRM | CGL-6 | SMPS | MEAN WELL | MODEL : SE-100-24 , 24 VDC 41.7 A |  | 0 | 1 |  | 2018
56 |  | CRM | CGL-6 | SMPS | MEAN WELL | NDR- 240-24 , 24 DC 2.8 A |  | 0 | 1 |  | 2018
57 |  | CRM | CGL-6 | SMPS | MEAN WELL | LRS - 150 -15 , 15 VDC 10 A |  | 0 | 2 |  | 2018
58 |  | CRM | CGL-6 | SMPS | RISHABH INSTRUMENTS | RISH FLEX 24024A , SR NO 2401102999 , 24 VDC 10 A |  | 0 | 2 |  | 2018
59 |  | CRM | CGL-6 | SMPS | RISHABH INSTRUMENTS | RISH FLEX 9024A , SR NO 2311132067 , 24 VDC 5 A |  | 0 | 3 |  | 2018
60 |  | CRM | CGL-6 | SMPS | RISHABH INSTRUMENTS | RISH FLEX 9012A , SR NO 2304134625 , 12 VDC 10 A |  | 0 | 1 |  | 2018
61 |  | CRM | CGL-6 | SMPS | RISHABH INSTRUMENTS | RISH FLEX 48024A , SR NO 2402195579, 24 VDC 20 A |  | 0 | 5 |  | 2018
62 |  | CRM | CGL-6 | SMPS | ABB | CP-E 5/3.0 , 1SVR427033R3000 , 5 VDC 3.0 A |  | 0 | 5 |  | 2018
63 |  | CRM | CGL-6 | SMPS | PHOENIX CONTACT | QUINT-PS/1AC/24DC/40 A |  | 0 | 1 |  | 2018
64 |  | CRM | CGL-6 | SMPS | PHOENIX CONTACT | MINI-PS-100-240AC/10-15DC/8 |  | 0 | 2 |  | 2018
65 |  | CRM | CGL-6 | SMPS | MEAN WELL | EDR-120-24 ,INPUT - 100-240VAC 2.6A TO 24 VDC 5A |  | 4 | 0 |  | 2018
66 |  | CRM | CGL-6 | SMPS | PHOENIX CONTACT | QUINT-PS/1AC/24DC/20 A ORDER NO 2866776 |  | 1 | 0 |  | 2018
67 |  | CRM | CGL-6 | SMPS | OMRON | S8FS O/P 24 DC , 4 A |  | 6 | 0 |  | 2018
68 |  | CRM | CGL-6 | SMPS | OMRON | S8JC-Z10024CD , 24VDC 4.5 A |  | 5 | 0 |  | 2018
69 |  | CRM | CGL-6 | SMPS | OMRON | S8VK-C48024 , 24 VDC |  | 5 | 0 |  | 2018
70 |  | CRM | CGL-6 | ETHERNET SWITCH | PHOENIX CONTACT | ORDER NO . 2891001 |  | 1 | 0 |  | 2018
71 |  | CRM | CGL-6 | ETHERNET SWITCH | D-LINK | 8 PORT UNMANGED SWITCH |  | 3 | 0 |  | 2018
1 |  | RMPP-1 | MAIN PLC | 6 Slot Backplane | SCHNEIDER | BMEXBP0602 |  | 2 | 1
2 |  | RMPP-1 | MAIN PLC | AC POWER SUPPLY MODULE | SCHNEIDER | BMXCPS4002 |  | 4 | 1
3 |  | RMPP-1 | MAIN PLC | M580 Level 6 HSBY Processor | SCHNEIDER | BMEH586040 |  | 2 | -
4 |  | RMPP-1 | MAIN PLC | HSBY Connector | SCHNEIDER | 490NAC0100 |  | 2 | -
5 |  | RMPP-1 | MAIN PLC | M580 Ethernet Communication Module | SCHNEIDER | BMENOC0301 |  | 2 | -
6 |  | RMPP-1 | MAIN PLC | RIO adaptor | SCHNEIDER | BMECRA31210 |  | 15 | 1
7 |  | RMPP-1 | MAIN PLC | FO Converter Module | SCHNEIDER | BMXNRP0200 |  | 12 | 3
8 |  | RMPP-1 | MAIN PLC | Power Supply Module | SCHNEIDER | BMXCPS4002 |  | 48 | 5
9 |  | RMPP-1 | MAIN PLC | 10 Slot rack | SCHNEIDER | BMEXBP1002 |  | 24 | 4
10 |  | RMPP-1 | MAIN PLC | 16Ch 110VAC DI Module | SCHNEIDER | BMXDAI1604 |  | 121 | 12
11 |  | RMPP-1 | MAIN PLC | 32Ch 24VDC DO Module | SCHNEIDER | BMXDDO3202K |  | 22 | 3
12 |  | RMPP-1 | MAIN PLC | 8Ch AI Module | SCHNEIDER | BMXAMI0810 |  | 13 | 2
13 |  | RMPP-1 | MAIN PLC | 8Ch AO Module | SCHNEIDER | BMXAMO0802 |  | 4 | 1
14 |  | RMPP-1 | MAIN PLC | 8Ch RTD Module | SCHNEIDER | BMXART0814 |  | 2 | 1
15 |  | RMPP-1 | MAIN PLC | 2C/O 24V DC Relay | SCHNEIDER | RXM2AB2BD+RXZE2M114M |  | 672 | 40
16 |  | RMPP-1 | MAIN PLC | 20A SMPS | WEIDMULLER | 110VAC-230VAC /24VDC |  | 12 | 2
17 |  | RMPP-1 | MAIN PLC | DIODE-O-RING MODULE | WEIDMULLER |  |  | 6 | 1
18 |  | RMPP-1 | MAIN PLC | 24 PORT MANAGED ETHERNET SWITCH |  | CBS 350 24T-4GIN/CATALYST 3000 |  | 2 | -
19 |  | RMPP-1 | MAIN PLC | BACKPLANE EXTENSION CABLE | SCHNEIDER | BMXXBC008K |  | 12 | -
1 |  | RMPP-1 | STACKER-1 | PROCESSOR AC800M | ABB | PM858A |  | 2 | -
2 |  | RMPP-1 | STACKER-1 | COMMUNICATION INTERFACE | ABB | CI854BK01 |  | 2 | 1
3 |  | RMPP-1 | STACKER-1 | COMMUNICATION INTERFACE | ABB | CI801 |  | 3 | 1
4 |  | RMPP-1 | STACKER-1 | PULSE ENCODER MODULE | ABB | DP820 |  | 1 | 1
5 |  | RMPP-1 | STACKER-1 | DIGITAL INPUT 24V, 16CHANNEL | ABB | DI801 |  | 10 | 2
6 |  | RMPP-1 | STACKER-1 | DIGITAL OUTPUT 24V, 16 CHANNEL | ABB | DO801 |  | 3 | 2
7 |  | RMPP-1 | STACKER-1 | ANALOG INPUT 4-20MA,8 CHANNEL | ABB | AI801 |  | 1 | 1
8 |  | RMPP-1 | STACKER-1 | DO RELAY BOARD 24V, 8 CHANNEL |  |  |  | 6 | -
9 |  | RMPP-1 | STACKER-1 | SMPS 110-220VAC / 24VDC, 5A |  |  |  | 3 | 1
10 |  | RMPP-1 | STACKER-1 | PROFIBUS ADAPTER FOR PLC TO VFD COMMUNICATION | ABB | RPBA01 |  | 4 | 2
11 |  | RMPP-1 | STACKER-1 | ETHERNET SWITCH 5PORT |  |  |  | 2 | 1
12 |  | RMPP-1 | STACKER-1 | CABLE ADAPTOR BUS OUTLET (RCU CABLE FOR CPU TO CPU) | ABB | 3BSE008534R |  | 1 | -
13 |  | RMPP-1 | STACKER-1 | CEX CABLE (CI MODULE TO CI MODULE) | ABB |  |  | 1 | -
1 |  | RMPP-1 | STACKER-2 | 4 Slot Backplane | SCHNEIDER | BMEXBP0400 |  | 2 | -
2 |  | RMPP-1 | STACKER-2 | AC POWER SUPPLY MODULE | SCHNEIDER | BMXCPS2000 |  | 2 | -
3 |  | RMPP-1 | STACKER-2 | M580 Level 4 HSBY Processor | SCHNEIDER | BMEH584040 |  | 2 | -
4 |  | RMPP-1 | STACKER-2 | HSBY Connector | SCHNEIDER | 490NAC0100 |  | 1 | -
5 |  | RMPP-1 | STACKER-2 | M580 Ethernet Communication Module | SCHNEIDER | BMENOC0301 |  | 2 | -
6 |  | RMPP-1 | STACKER-2 | RIO adaptor | SCHNEIDER | BMECRA31210 |  | 2 | -
7 |  | RMPP-1 | STACKER-2 | DO RELAY BOARD 24V, 16 CHANNEL |  |  |  | 3 | -
8 |  | RMPP-1 | STACKER-2 | SMPS 110-220VAC / 24VDC, 5A |  |  |  | 2 | 1
9 |  | RMPP-1 | STACKER-2 | ETHERNET SWITCH 5PORT |  |  |  | 1 | 1
10 |  | RMPP-1 | STACKER-2 | DI,16 CHANNEL | SCHNEIDER | 140DDI35300 |  | 5 | 1
11 |  | RMPP-1 | STACKER-2 | DO,16 CHANNEL | SCHNEIDER | 140DD035300 |  | 3 | 1
12 |  | RMPP-1 | STACKER-2 | AIM,8 CHANNEL | SCHNEIDER | 140AVI03000 |  | 1 | 1
13 |  | RMPP-1 | STACKER-2 | ENCODER MODULE | SCHNEIDER | 140EHC10500 |  | 1 | -
14 |  | RMPP-1 | STACKER-2 | POWER SUPPLY | SCHNEIDER | 140CPS12420 |  | 2 | 1
1 |  | RMPP-2 | STACKER-3 | POWER SUPPLY | SCHNEIDER | CPS 12420 |  | 2 | 0
2 |  | RMPP-2 | STACKER-3 | CPU(REDUNDANT) | SCHNEIDER | M580 |  | 2 | 0
3 |  | RMPP-2 | STACKER-3 | RIO COMMUNICATION MODULE(REDUNDANT) | SCHNEIDER | CRA 312 00 |  | 2 | 0
4 |  | RMPP-2 | STACKER-3 | DI MODULE 24 V DC | SCHNEIDER | DDI 353 00 |  | 5 | 0
5 |  | RMPP-2 | STACKER-3 | DO MODULE 24 V DC | SCHNEIDER | DDO 353 00 |  | 2 | 0
6 |  | RMPP-2 | STACKER-3 | HIGH SPEED COUNTER | SCHNEIDER | ECH 202 00 |  | 1 | 0
7 |  | RMPP-2 | STACKER-3 | ANALOG INPUT | SCHNEIDER | AVI 03000 |  | 1 | 0
1 |  | RMPP-2 | STACKER-4 | POWER SUPPLY | SCHNEIDER | CPS 12420 |  | 2 | 0
2 |  | RMPP-2 | STACKER-4 | CPU(REDUNDANT) | SCHNEIDER | M580 |  | 2 | 0
3 |  | RMPP-2 | STACKER-4 | RIO COMMUNICATION MODULE(REDUNDANT) | SCHNEIDER | CRA 312 00 |  | 2 | 0
4 |  | RMPP-2 | STACKER-4 | DI MODULE 24 V DC | SCHNEIDER | DDI 353 00 |  | 5 | 0
5 |  | RMPP-2 | STACKER-4 | DO MODULE 24 V DC | SCHNEIDER | DDO 353 00 |  | 2 | 0
6 |  | RMPP-2 | STACKER-4 | HIGH SPEED COUNTER | SCHNEIDER | ECH 202 00 |  | 1 | 0
7 |  | RMPP-2 | STACKER-4 | ANALOG INPUT | SCHNEIDER | AVI 03000 |  | 1 | 0
1 |  | RMPP-2 | STACKER-5 | POWER SUPPLY | SCHNEIDER | CPS 12420 |  | 2 | 0
2 |  | RMPP-2 | STACKER-5 | CPU(REDUNDANT) | SCHNEIDER | M580 |  | 2 | 0
3 |  | RMPP-2 | STACKER-5 | RIO COMMUNICATION MODULE(REDUNDANT) | SCHNEIDER | CRA 312 00 |  | 2 | 0
4 |  | RMPP-2 | STACKER-5 | DI MODULE 24 V DC | SCHNEIDER | DDI 353 00 |  | 5 | 0
5 |  | RMPP-2 | STACKER-5 | DO MODULE 24 V DC | SCHNEIDER | DDO 353 00 |  | 2 | 0
6 |  | RMPP-2 | STACKER-5 | HIGH SPEED COUNTER | SCHNEIDER | ECH 202 00 |  | 1 | 0
7 |  | RMPP-2 | STACKER-5 | ANALOG INPUT | SCHNEIDER | AVI 03000 |  | 1 | 0
1 |  | RMPP-2 | STACKER-6 | BATTERY | ABB | TB825 |  | 4 | 0
2 |  | RMPP-2 | STACKER-6 | BATTERY | ABB | SB822 |  | 2 | 2
3 |  | RMPP-2 | STACKER-6 | RIO COMMUNICATION MODULE | ABB | TB840A |  | 8 | 3
4 |  | RMPP-2 | STACKER-6 | DI MODULE 24 V DC | ABB | DI818 |  | 13 | 3
5 |  | RMPP-2 | STACKER-6 | DO MODULE 24 V DC | ABB | DO818 |  | 6 | 3
6 |  | RMPP-2 | STACKER-6 | CPU(REDUNDANT) | ABB | PM 861A |  | 2 | 0
7 |  | RMPP-2 | STACKER-6 | ANALOG OUTPUT CARD | ABB | AO 810V2 |  | 2 | 0
8 |  | RMPP-2 | STACKER-6 | ANALOG INPUT CARD | ABB | AI 810 |  | 5 | 0
1 |  | RMPP-2 |  | POWER SUPPLY | SCHNEIDER | CPS 12420 |  | 24 | 6
2 |  | RMPP-2 |  | RIO COMMUNICATION MODULE (REDUNDANT) | SCHNEIDER | CRA 312 00 |  | 10 | 3
3 |  | RMPP-2 |  | DI MODULE 24 V DC | SCHNEIDER | DDI 353 00 |  | 47 | 12
4 |  | RMPP-2 |  | DO MODULE 24 V DC | SCHNEIDER | DDO 353 00 |  | 20 | 3
5 |  | RMPP-2 |  | CPU(REDUNDANT) | SCHNEIDER | CPU 67160 |  | 2 | 0
6 |  | RMPP-2 |  | RIO HEAD REDUNDANT MODULE (REDUNDANT) | SCHNEIDER | CRP 932 00 |  | 2 | 0
7 |  | RMPP-2 |  | EATHERNET NETWORK TCP/IP MODULE | SCHNEIDER | NOE77101 |  | 4 | 0
8 |  | RMPP-2 |  | RTD CARD | SCHNEIDER | ARI 03010 |  | 13 | 6
9 |  | RMPP-2 |  | ANALOG INPUT CARD | SCHNEIDER | ACI 0 3000 |  | 9 | 2
10 |  | RMPP-2 |  | ANALOG OUTUT CARD | SCHNEIDER | AVO 02000 |  | 13 | 2
1 |  | RMPP-3 |  | CPU Module 140CPU67160,HOT STANDBY CONTROLLER | SCHNEIDER | 140CPU67160 |  | 2 |  |  | 2009-2010
2 |  | RMPP-3 |  | Power Supply Module 140CPS12420,PS 115/230 VAC,11A,REDUNDANT | SCHNEIDER | 140CPS12420 |  | 22 |  |  | 2009-2010
3 |  | RMPP-3 |  | RIO Communication Head Module 140CRP93200,RIO HEAD S908,2 CH | SCHNEIDER | 140CRP93200 |  | 2 |  |  | 2009-2010
4 |  | RMPP-3 |  | RIO Communication Drop Module 140CRA93200,RIO DROP,S908,2 CH | SCHNEIDER | 140CRA93200 |  | 9 |  |  | 2009-2010
5 |  | RMPP-3 |  | Ethernet Communication Module 140NOE77101,ETHERNET 10/100,BASE T 100FX,8 MEG FLASH MEM | SCHNEIDER | NOE77101 |  | 8 |  |  | 2009-2010
6 |  | RMPP-3 |  | Fibre Optic Line/Drop Repeater Module 490NRP95400,RIO DROP FOR REMOTE I/O -FIBRE OPTIC | SCHNEIDER | 490NRP95400 |  | 4 |  |  | 2009-2010
7 |  | RMPP-3 |  | Digital Input Module 140DDI35300,24 V DC IN,4X8 SINK,32 CH | SCHNEIDER | 140DDI35300 |  | 6 |  |  | 2009-2010
8 |  | RMPP-3 |  | Digital Input Module 140DAI55300,115 V AC IN,4X8 SINK,32 CH | SCHNEIDER | 140DAI55300 |  | 59 |  |  | 2009-2010
9 |  | RMPP-3 |  | Digital Output Module 140DDO35300,24V DC OUT,4X8,SOURCE,32 CH | SCHNEIDER | 140DDO35300 |  | 18 |  |  | 2009-2010
10 |  | RMPP-3 |  | Analog Input Module(Current) 140ACI04000,ANALOG IN,16 CH CUR | SCHNEIDER | 140ACI04000 |  | 4 |  |  | 2009-2010
11 |  | RMPP-3 |  | Analog Input Module(RTD) 140ARI03010,RTD IN 8CH | SCHNEIDER | 140ARI03010 |  | 4 |  |  | 2009-2010
12 |  | RMPP-3 |  | Analog Output Module(Current) 140ACO13000,ANALOG OUT,8 CH CURRENT | SCHNEIDER | 140ACO13000 |  | 2 |  |  | 2009-2010
13 |  | RMPP-3 |  | CPU Module PM583-ETH A5,Order Code-1SAP140300R0271,Central Processing Unit,1 Mb Ethernet,24 V DC ,2xSerial,FBP,Display,SD Slot | ABB | PM583-ETH A5 |  | 2 |  |  | 2014
14 |  | RMPP-3 |  | Ethernet Communication Module CM577-ETH B8,Order Code-1SAP170700R0001,Ethernet TCP/IP,INT. 2 Port Switch RJ45,Communication Module | ABB | CM577-ETH B8 |  | 2 |  |  | 2014
15 |  | RMPP-3 |  | Redundancy Bus Module CI590-CS31-HA D0,Order Code-1SAP221100R0001,CS31,Redundant Bus Module,16DC,24 V DC/0.5 A | ABB | CI590-CS31-HA D0 |  | 5 |  |  | 2014
16 |  | RMPP-3 |  | Digital Input Module DI524 D2,Order Code-1SAP240000R0001,Digital Input Module,32DI,24 V DC | ABB | DI524 |  | 22 |  |  | 2014
17 |  | RMPP-3 |  | Digital Output Module DC523 D1,Order Code-1SAP240500R0001,Digital Input/Output Module,24DC,24 V DC/0.5 A | ABB | DC523 |  | 4 |  |  | 2014
18 |  | RMPP-3 |  | Analog Input Module(Current) AI523 D2,Order Code-1SAP250300R0001,Analog Input Module,16AI : +10 V 0/4---20mA 24 V DC Pt 100,12 bit +Sign , 2-Wire,24 V DC 5W | ABB | AI523 |  | 2 |  |  | 2014
19 |  | RMPP-3 |  | CPU Module 140CPU67160,HOT STANDBY CONTROLLER | SCHNEIDER | 140CPU67160 |  | 4 |  |  | 2011/2014
20 |  | RMPP-3 |  | Power Supply Module 140CPS12420,PS 115/230 VAC,11A,REDUNDANT | SCHNEIDER | 140CPS12420 |  | 4 |  |  | 2011/2014
21 |  | RMPP-3 |  | Ethernet Communication Module 140NOE77101,ETHERNET 10/100,BASE T 100FX,8 MEG FLASH MEM | SCHNEIDER | NOE77101 |  | 4 |  |  | 2011/2014
22 |  | RMPP-3 |  | Digital Input Module 140DDI35300,24 V DC IN,4X8 SINK,32 CH | SCHNEIDER | 140DDI35300 |  | 12 |  |  | 2011/2014
23 |  | RMPP-3 |  | Digital Output Module 140DDO35300,24V DC OUT,4X8,SOURCE,32 CH | SCHNEIDER | 140DDO35300 |  | 4 |  |  | 2011/2014
24 |  | RMPP-3 |  | Analog Input Module(Current) 140ACI03000,ANALOG IN 8 CH,UNIPOLAR | SCHNEIDER | 140ACI03000 |  | 4 |  |  | 2011/2014
25 |  | RMPP-3 |  | High Speed Counter Module 140EHC10500,5 CH, HI SPEED CTR,20/100 KHZ | SCHNEIDER | 140EHC10500 |  | 2 |  |  | 2011/2014
26 |  | RMPP-3 |  | High Speed Counter Module 140EHC20200,2 CH, HI SPEED CTR,500 KHZ | SCHNEIDER | 140EHC20200 |  | 2 |  |  | 2011/2014
27 |  | RMPP-3 |  | Analog Output Module(Current) 140ACO02000,ANALOG OUT, 4CH CURRENT | SCHNEIDER | 140ACO02000 |  | 4 |  |  | 2011/2014
28 |  | RMPP-3 |  | CPU Module 140CPU67160,HOT STANDBY CONTROLLER | SCHNEIDER | 140CPU67160 |  | 2 |  |  | 2012
29 |  | RMPP-3 |  | Power Supply Module 140CPS22400,PS 24V DC,8A,REDUNDANT | SCHNEIDER | 140CPS22400 |  | 2 |  |  | 2012
30 |  | RMPP-3 |  | Ethernet Communication Module 140NOE77101,ETHERNET 10/100,BASE T 100FX,8 MEG FLASH MEM | SCHNEIDER | NOE77101 |  | 2 |  |  | 2012
31 |  | RMPP-3 |  | Power Supply Module BMXCPS2010,PS 24V DC,0.7A | SCHNEIDER | BMXCPS2010 |  | 4 |  |  | 2012
32 |  | RMPP-3 |  | EIO Communication Head Module 140CRP31200,ETHERNET HEAD ADAPTER MODULE | SCHNEIDER | 140CRP31200 |  | 2 |  |  | 2012
33 |  | RMPP-3 |  | EIO Communication Drop Module BMXCRA31210,ETHERNET REMOTE I/O ADAPTER MODULE | SCHNEIDER | BMXCRA31210 |  | 3 |  |  | 2012
34 |  | RMPP-3 |  | EIO Rack Extension Module BMXXBE1000,EXTENSION RACK MODULE FOR MODICON M340 | SCHNEIDER | BMXXBE1000 |  | 2 |  |  | 2012
35 |  | RMPP-3 |  | Digital Input Module BMXDDI3202K,MODICON M340 DISCRETE DC INPUT,32 Nos. 24 V DC INPUT, SINK (POSITIVE LOGIC) | SCHNEIDER | BMXDDI3202K |  | 25 |  |  | 2012
36 |  | RMPP-3 |  | Digital Output Module BMXDDO3202K,MODICON M340 DISCRETE DC OUTPUT, 32 TRANSISTOR OUTPUTS, 24 V DC, 0.1 Amp, (SOURCE LOGIC) | SCHNEIDER | BMXDDO3202K |  | 5 |  |  | 2012
37 |  | RMPP-3 |  | Analog Input Module(Volt/Current) BMXAMI0810,HIGH DENSITY INPUT ANALOG MODULE WITH 8 ISOLATED CH,VOLT/CUR | SCHNEIDER | BMXAMI0810 |  | 2 |  |  | 2012
38 |  | RMPP-3 |  | Analog Output Module(Current) BMXAMO0802 ,HIGH DENSITY OUTPUT ANALOG MODULE FITTED WITH 8 NON-ISOLATED CH,CUR | SCHNEIDER | BMXAMO0802 |  | 2 |  |  | 2012
1 |  | RMPP-4 | WT-4 | 1Ghz cpu with 64MB MEMORY | GE IP | IC695CRU320 |  | 2
2 |  | RMPP-4 | WT-4 | RX3i 12 SLOT UNIVERSAL BASE | GE IP | IC695CHS012 |  | 3
3 |  | RMPP-4 | WT-4 | POWER SUPPLY WITH EXPANDED 3.3 VDC 24 VDC INPUT | GE IP | IC200PWR002 |  | 3
4 |  | RMPP-4 | WT-4 | REMOTE I/O GENIUS N/W INTERFACE UNIT | GE IP | IC200GBI001 |  | 3
5 |  | RMPP-4 | WT-4 | COMPACT I/O CARRIER BOX STYLE | GE IP | IC200CHS022 |  | 18
6 |  | RMPP-4 | WT-4 | ANALOG O/P 16 BIT VOLTAGE /CURRENT 4 ISOLATED CHANNELS | GE IP | IC200ALG331 |  | 2
7 |  | RMPP-4 | WT-4 | ANALOG I/P 16 BIT VOLTAGE /CURRENT 8 ISOLATED CHANNELS | GE IP | IC200ALG240 |  | 2
8 |  | RMPP-4 | WT-4 | MIXED 24V DC 20 DI/12 DO HIGH SPEED COUNTER /PWM/PT | GE IP | IC200MDD641 |  | 1
9 |  | RMPP-4 | WT-4 | OUTPUT 12/24V DC 32 POINTS | GE IP | IC200MDL750 |  | 3
10 |  | RMPP-4 | WT-4 | INPUT 24V DC 32 POINTS | GE IP | IC200MDL650 |  | 6
11 |  | RMPP-4 | WT-4 | FO CABLE FOR SYNCHRONISATION | GE IP | VMICBL-F6-000 |  | 1
12 |  | RMPP-4 | WT-4 | HIGH CAPACITY BATTERY PACK, O/P-3VDC,15AH | GE IP | IC693ACC302B |  | 2
13 |  | RMPP-4 | WT-4 | RX3i GENIUS BUS CONTROLLERS(SUPPORT I/O & DATAGRAMS) | GE IP | IC694BEM331 |  | 4
14 |  | RMPP-4 | WT-4 | ETHERNET MODULE 10/100 MBITS | GE IP | IC695ETM001 |  | 4
15 |  | RMPP-4 | WT-4 | RX3i CONTROL MEMORY EXCHANGE MODULE FOR RX3i | GE IP | IC695RMX128 |  | 2
16 |  | RMPP-4 | WT-4 | 120/240V AC ,125 V DC MULTIPURPOSE POWER SUPPLY | GE IP | IC695PSA140 |  | 4
17 |  | RMPP-4 | WT-4 | PARALLEL REDUNDANT UPS WITH 30 MINUTES BATTERY BACKUP | EMERSON/REPUTED | 240V/240V,3KVA |  | 1
18 |  | RMPP-4 | WT-4 | SMPS | PHOENIX/CONNECTWELL/REPUTED | 24V DC ,10A |  | 2
19 |  | RMPP-4 | WT-4 | 8 CHANNEL RELAY BOARD | PHOENIX/REPUTED |  |  | 12
20 |  | RMPP-4 | WT-4 | 8 PORT UNMANAGEABLE ETHERNET SWITCHES | CISCO/D-LINK/NORTEL/REPUTED |  |  | 2
21 |  | RMPP-4 | WT-3 | CPU 350 MODEL WITH ONE SERIAL PORT ,240KB MEMORY ,4K,I/O HANDLING CAPACITY | GE FANUC | IC693CPU350 |  | 2
22 |  | RMPP-4 | WT-3 | POWER SUPPLY 120V/240V AC FOR PLC CPU | GE FANUC | IC693PWR321 |  | 2
23 |  | RMPP-4 | WT-3 | BASE CPU,10 SLOT USE WITH CPU 331/CSE331 & ABOVE | GE FANUC | IC693CHS391 |  | 2
24 |  | RMPP-4 | WT-3 | GENIUS BUS CONTROLLER | GE FANUC | IC693BEM331 |  | 4
25 |  | RMPP-4 | WT-3 | ETHERNET INTERFACE TCP/IP MODULE | GE FANUC | IC693CMM321 |  | 4
26 |  | RMPP-4 | WT-3 | GENIUS NETWORK INTERFACE UNIT | GE FANUC | IC200GBI001 |  | 1
27 |  | RMPP-4 | WT-3 | POWER SUPPLY WITH 33V DC ,120/230V AC | GE FANUC | IC200PWR102 |  | 2
28 |  | RMPP-4 | WT-3 | DIGITAL INPUT MODULE 32 CHANNEL | GE FANUC | IC200MDL650 |  | 4
29 |  | RMPP-4 | WT-3 | DIGITAL OUTPUT MODULE 16 CHANNEL | GE FANUC | IC200MDL740 |  | 3
30 |  | RMPP-4 | WT-3 | ANALOG INPUT MODULE 8 CHANNEL | GE FANUC | IC200ALG240 |  | 1
31 |  | RMPP-4 | WT-3 | ANALOG OUTPUT MODULE 8 CHANNEL | GE FANUC | IC200ALG326 |  | 1
32 |  | RMPP-4 | WT-3 | EXPANSION RECIVER MODULE ,3.3V DC ,INPUT 120/230 VAC | GE FANUC | IC200ERM002 |  | 1
33 |  | RMPP-4 | WT-3 | EXPANSION TRANSMITTER MODULE ,3.3V DC ,INPUT 120/230V AC | GE FANUC | IC200ETM001 |  | 1
34 |  | RMPP-4 | WT-3 | ETM-ERM EXPANSION CABLE | GE FANUC | IC200CBL601 |  | 1
35 |  | RMPP-4 | WT-3 | I/O CARRIER BASE | GE FANUC | IC200CHS022 |  | 13
36 |  | RMPP-4 | WT-3 | POWER SUPPLY | PHOENIX/CONNECTWELL/REPUTED | SMPS,24V, 10A |  | 2
37 |  | RMPP-4 | WT-3 | 8CH.RELAY BOARD ONE CHANG OVER | PHOENIX |  |  | 6
38 |  | RMPP-4 | WT-3 | DIODE | SENIKRON |  |  | 1
39 |  | RMPP-4 | WT-3 | ETHERNET CABLE | DLINK |  |  | 100MTR
40 |  | RMPP-4 | BARREL RECLAIMER-1 | CPU | SCHNEIDER | 140CPU67160 |  | 2
41 |  | RMPP-4 | BARREL RECLAIMER-1 | BACKPLANE,06 SLOT | SCHNEIDER | 140XBP00600 |  | 2
42 |  | RMPP-4 | BARREL RECLAIMER-1 | QUANTUM POWER SUPPLY | SCHNEIDER | 140CPS21400 |  | 2
43 |  | RMPP-4 | BARREL RECLAIMER-1 | ETHERNET I/O SCANNER | SCHNEIDER | 140NOE77101 |  | 2
44 |  | RMPP-4 | BARREL RECLAIMER-1 | RIO HEAD ADAPTER MODULE | SCHNEIDER | 140CRP31100 |  | 2
45 |  | RMPP-4 | BARREL RECLAIMER-1 | IO CARD ,DC POWER SUPPLY | SCHNEIDER | BMXCPS2010 |  | 4
46 |  | RMPP-4 | BARREL RECLAIMER-1 | BACKPLANE,12 SLOT | SCHNEIDER | BMXXBP1200 |  | 4
47 |  | RMPP-4 | BARREL RECLAIMER-1 | RACK EXPAND KIT | SCHNEIDER | BMXXBE2025 |  | 3
48 |  | RMPP-4 | BARREL RECLAIMER-1 | DUAL PORT ETHENET MODULE | SCHNEIDER | BMXNOCO401 |  | 1
49 |  | RMPP-4 | BARREL RECLAIMER-1 | CPU MODBUS+CANOPEN M340 | SCHNEIDER | BMXP3420102 |  | 1
50 |  | RMPP-4 | BARREL RECLAIMER-1 | DI,16 CHANNEL | SCHNEIDER | BMXDDI1602 |  | 18
51 |  | RMPP-4 | BARREL RECLAIMER-1 | DO,16 CHANNEL | SCHNEIDER | BMXDDO1602 |  | 12
52 |  | RMPP-4 | BARREL RECLAIMER-1 | AIM,8 CHANNEL | SCHNEIDER | BMXAMI0810 |  | 2
53 |  | RMPP-4 | BARREL RECLAIMER-1 | AQM,8 CHANNEL | SCHNEIDER | BMXAMO0802 |  | 2
54 |  | RMPP-4 | BARREL RECLAIMER-2 | CPU | SCHNEIDER | 140CPU67160 |  | 2
55 |  | RMPP-4 | BARREL RECLAIMER-2 | BACKPLANE,06 SLOT | SCHNEIDER | 140XBP00600 |  | 2
56 |  | RMPP-4 | BARREL RECLAIMER-2 | QUANTUM POWER SUPPLY | SCHNEIDER | 140CPS21400 |  | 2
57 |  | RMPP-4 | BARREL RECLAIMER-2 | ETHERNET I/O SCANNER | SCHNEIDER | 140NOE77101 |  | 2
58 |  | RMPP-4 | BARREL RECLAIMER-2 | RIO HEAD ADAPTER MODULE | SCHNEIDER | 140CRP31100 |  | 2
59 |  | RMPP-4 | BARREL RECLAIMER-2 | IO CARD ,DC POWER SUPPLY | SCHNEIDER | BMXCPS2010 |  | 4
60 |  | RMPP-4 | BARREL RECLAIMER-2 | BACKPLANE,12 SLOT | SCHNEIDER | BMXXBP1200 |  | 4
61 |  | RMPP-4 | BARREL RECLAIMER-2 | RACK EXPAND KIT | SCHNEIDER | BMXXBE2025 |  | 3
62 |  | RMPP-4 | BARREL RECLAIMER-2 | DUAL PORT ETHENET MODULE | SCHNEIDER | BMXNOCO401 |  | 1
63 |  | RMPP-4 | BARREL RECLAIMER-2 | CPU MODBUS+CANOPEN | SCHNEIDER | BMXP3420102 |  | 1
64 |  | RMPP-4 | BARREL RECLAIMER-2 | DI,16 CHANNEL | SCHNEIDER | BMXDDI1602 |  | 18
65 |  | RMPP-4 | BARREL RECLAIMER-2 | DO,16 CHANNEL | SCHNEIDER | BMXDDO1602 |  | 12
66 |  | RMPP-4 | BARREL RECLAIMER-2 | AIM,8 CHANNEL | SCHNEIDER | BMXAMI0810 |  | 2
67 |  | RMPP-4 | BARREL RECLAIMER-2 | AQM,8 CHANNEL | SCHNEIDER | BMXAMO0802 |  | 2
68 |  | RMPP-4 | TBS | CPU | SCHNEIDER | 140CPU67160 |  | 2
69 |  | RMPP-4 | TBS | BACKPLANE,06 SLOT | SCHNEIDER | 140XBP00600 |  | 2
70 |  | RMPP-4 | TBS | QUANTUM POWER SUPPLY | SCHNEIDER | 140CPS21400 |  | 2
71 |  | RMPP-4 | TBS | ETHERNET I/O SCANNER | SCHNEIDER | 140NOE77101 |  | 2
72 |  | RMPP-4 | TBS | RIO HEAD ADAPTER MODULE | SCHNEIDER | 140CRP31100 |  | 2
73 |  | RMPP-4 | TBS | IO CARD ,DC POWER SUPPLY | SCHNEIDER | BMXCPS2010 |  | 4
74 |  | RMPP-4 | TBS | BACKPLANE,12 SLOT | SCHNEIDER | BMXXBP1200 |  | 4
75 |  | RMPP-4 | TBS | RACK EXPAND KIT | SCHNEIDER | BMXXBE2025 |  | 3
76 |  | RMPP-4 | TBS | DUAL PORT ETHENET MODULE | SCHNEIDER | BMXNOCO401 |  | 1
77 |  | RMPP-4 | TBS | CPU M340 MODBUS+CANOPEN | SCHNEIDER | BMXP3420102 |  | 1
78 |  | RMPP-4 | TBS | DI,16 CHANNEL | SCHNEIDER | BMXDDI1602 |  | 18
79 |  | RMPP-4 | TBS | DO,16 CHANNEL | SCHNEIDER | BMXDDO1602 |  | 12
80 |  | RMPP-4 | TBS | AIM,8 CHANNEL | SCHNEIDER | BMXAMI0810 |  | 2
81 |  | RMPP-4 | TBS | AQM,8 CHANNEL | SCHNEIDER | BMXAMO0802 |  | 2
1 |  | RMPP-5 |  | BATTERY | ABB | SB824 |  | 2 | 0
2 |  | RMPP-5 |  | RIO COMMUNICATION MODULE | ABB | CI542 |  | 16 | 0
3 |  | RMPP-5 |  | DI MODULE 24 V DC | ABB | DI524 |  | 92 | 4
4 |  | RMPP-5 |  | DO MODULE 24 V DC | ABB | DO524 |  | 31 | 2
5 |  | RMPP-5 |  | CPU(REDUNDANT) | ABB | PM 866/TP830 |  | 2 | 0
6 |  | RMPP-5 |  | PROFIBUS MODULE(REDUNDENT) | ABB | CI854 |  | 3 | 0
7 |  | RMPP-5 |  | MODBUS TCP/IP MODULE | ABB | CI853 |  | 4 | 0
8 |  | RMPP-5 |  | ANALOG INPUT CARD | ABB | AI 523 |  | 21 | 0
Note on J457: Tanmaya Mohan Das: TO BE CHECK AT T/F STORE
Note on F488: Tanmaya Mohan Das:

## OS DETAILS
SL NO | AREA | SUB AREA | MAKE | MODEL | OS | SOFTWARE INSTALLED | QUANTITY
1 | 130 MW | UNIT-1 | Dell | PowerEdge T340 | Windows Server 2016 |  | 1
2 | 130 MW | UNIT-1 | Dell | Optiplex XE3 | Windows 10 Enterprice |  | 14
3 | 130 MW | UNIT-1 | Siemens AG | SIMATIC IPC 547G | Windows 10 Enterprice |  | 3
4 | 130 MW | UNIT-2 | Dell | PowerEdge T340 | Windows Server 2016 |  | 1
5 | 130 MW | UNIT-2 | Dell | Optiplex XE3 | Windows 10 Enterprice |  | 14
6 | 130 MW | UNIT-2 | Siemens AG | SIMATIC IPC 547G | Windows 10 Enterprice |  | 3
7 | 130 MW | UNIT-3 | Dell | PowerEdge T320 | Windows Server 2008 Std |  | 2
8 | 130 MW | UNIT-3 | Dell | Optiplex 990 | Windows 7 Professional |  | 10
9 | 130 MW | UNIT-3 | Siemens AG | SIMATIC IPC 847E | Windows 10 Enterprice |  | 3
10 | 40 MW |  | Dell | Precision 3650 | Windows 10 Enterprice LTSC |  | 8
11 | 60 MW |  | Dell | Precision 3630 | Windows 10 Enterprice LTSC |  | 10
12 | CFBC-07 |  | Dell | Precision 3660 | Windows 10 Enterprice LTSC |  | 5
13 | 16 MW |  | Dell | Precision 3650 | Windows10 IOT Enterprises 2019 LTSC |  | 5
1 | 405 TPD |  | DELL | Precision 3650 | Windows 10 Enterprise LTSC |  | 3
2 | 600 TPD |  | DELL | Precision T3500 | Windows 7 Professional |  | 3
3 | 1000 TPD |  | DELL | Precision 5820 | Windows 10 Enterprise LTSC |  | 4
4 | VPSA | UNIT-1 | DELL | Optiplex 7080 | Windows 10 Pro |  | 1
5 | VPSA | UNIT-2 | DELL | Optiplex 7080 | Windows 10 Pro |  | 1
6 | VPSA | UNIT-3 | DELL | Optiplex 7080 | Windows 10 Pro |  | 2
7 | DM PLANT | UNIT-1 | HP | Z2 | Wimdows 11 Pro |  | 3
8 | DM PLANT | UNIT-2 | HP | NA | Windows 10 Pro |  | 3
9 | RO PLANT |  | DELL | Optiplex 3070 | Windows 10 Pro |  | 2
10 | COMPRESSOR HOUSE 100 MW |  | HP | AFM4L8F | Windows 10 Pro |  | 2
11 | HYDROGEN PLANT |  | DELL | Optiplex 3020 | Windows 7 Professional |  | 2
12 | GAS MIXING |  | LENOVO | NA | Windows 10 Pro |  | 1
13 | DRI 1&2 |  | Dell | Optiplex 3050 | Windows 10 |  | 6
14 | DRI 3&4 |  | Dell | Precision 3650 | Windows 10 Pro |  | 6
15 | DRI 5&6 |  | HP | Compaq dx 2480 | Windows XP professional 2002 |  | 6
16 | DRI 7&8 |  | HP | Compaq dx 2480 | Windows XP professional 2002 |  | 6
17 | DRI 9&10 |  | HP | ProLiant ML350G6 | Windows server 2003 R2 |  | 6
18 | DRI 11&12 |  | HP | ProLiant ML350G6 | Windows server 2008 R2 |  | 6
1 | BLAST FURNACE-1 |  | HPE | HP Prolient ML350 Gen 10 | WINDOWS Server 2022 Standard 64 Bit (10.0, Build 20348) | Schneider Ecostruxure Control Expert Ver: 15.2 Aveva Plant Scada Ver: 8.40 Update 07 OPC Factory Server Ver: 3. 63. 4902. 0 Citect Scada Connector | 3
2 | BLAST FURNACE-1 |  | HP | HP Pro Tower 280 G9 PCI Desktpo PC | WINDOWS 11 Pro 64 Bit (10.0, Build 22621) | Schneider Ecostruxure Control Expert Ver: 15.2 Aveva Plant Scada Ver: 8.40 Update 07 OPC Factory Server Ver: 3. 63. 4902. 0 Cogent DataHub Ver: 7.2.2.246 | 17
3 | BLAST FURNACE-1 |  | HP | HP Z2 Tower G9 Workstation Desktpo PC | WINDOWS 10 Pro 64 Bit (10.0, Build 19045) | Aveva Plant Scada Ver: 8.30 OPC Factory Server Ver: 3. 63. 4903. 1 | 2
4 | BLAST FURNACE-1 |  | HP | HP COMPAQ DX7200 MicroTower | WIN XP PROFESSIONAL 2002 | RSLogix 5000 v15.02 RSView Supervisory Edition 4.00.00 (CPR 7) & RSView Studio RSNetwork for ControlNet 7.00.00 (CPR 7) RSLinx Classic | 2
1 | WRM-2 | ENGINEERING STATION WRM-2 ECR PLC ROOM | HP | HP P24 G24 | Windows 10 Pro ( 64 Bit Os built 19045 ) | TIA PORTAL ( V17 ) SIMATIC S7 | 1
2 | WRM-2 | ENGINEERING STATION WRM-2 ECR PLC ROOM | HP | HP P24 G24 | Windows 10 Pro ( 64 Bit Os built 19045 ) | STARTER ( V5.5.01 ) | 1
3 | WRM-2 | ENGINEERING STATION WRM-2 ECR PLC ROOM | HP | HP P24 G24 | Windows 10 Pro ( 64 Bit Os built 19045 ) | WINCC ( V7.5 ) | 1
4 | WRM-2 | ENGINEERING STATION WRM-2 ECR PLC ROOM | HP | HP P24 G24 | Windows 10 Pro ( 64 Bit Os built 19045 ) | TWIN CAT MICROSOFT SQL VISUAL STUDIO SMS MEER | 1
5 | WRM-2 | PLC ROOM | HP | HP PAVILION | Windows 10 Pro ( 64 Bit Os built 19045 ) | TIA PORTAL ( V17 ) SIMATIC S7 STARTER ( V5.5.01 ) WINCC ( V7.5 ) | 1
6 | WRM-2 | PLC ROOM | IBA | IBA SNR 91A009101 | Windows 10 Pro ( 64 Bit Os built 19045 ) | IBA ANALYZER IBA PDA (V8.0.1) | 1
7 | WRM-2 | PLC ROOM | HPE | HPE Proliant Gen 10 Server | Windows 10 Pro ( 64 Bit Os built 19045 ) | WINCC ( V7.5 ) | 1
8 | WRM-2 | PLC ROOM | HPE | HPE Proliant Gen 10 Server | Windows 10 Pro ( 64 Bit Os built 19045 ) | WINCC ( V7.5 ) | 1
9 | WRM-2 | PLC ROOM | HPE | HPE Proliant Gen 10 Server | Windows 10 Pro ( 64 Bit Os built 19045 ) | TWIN CAT MICROSOFT SQL VISUAL STUDIO SMS MEER | 1
10 | WRM-2 | PLC ROOM | HPE | HPE Proliant Gen 10 Server | Windows 10 Pro ( 64 Bit Os built 19045 ) | TWIN CAT MICROSOFT SQL VISUAL STUDIO SMS MEER | 1
11 | WRM-2 | WRM-2 FURNACE AREA | HP | HP P24 G24 | Windows 10 Pro ( 64 Bit Os built 19045 ) | WINCC ( V7.5 ) | 1
12 | WRM-2 | WRM-2 FURNACE AREA | HP | HP P24 G24 | Windows 10 Pro ( 64 Bit Os built 19045 ) | WINCC ( V7.5 ) | 1
13 | WRM-2 | WRM-2 FURNACE AREA | HP | HP P24 G24 | Windows 10 Pro ( 64 Bit Os built 19045 ) | SMS MEER | 1
14 | WRM-2 | WRM-2 MILL PULPIT | HP | HP P24 G24 | Windows 10 Pro ( 64 Bit Os built 19045 ) | WINCC ( V7.5 ) | 1
15 | WRM-2 | WRM-2 MILL PULPIT | HP | HP P24 G24 | Windows 10 Pro ( 64 Bit Os built 19045 ) | WINCC ( V7.5 ) | 1
16 | WRM-2 | WRM-2 MILL PULPIT | HP | HP P24 G24 | Windows 10 Pro ( 64 Bit Os built 19045 ) | SMS MEER | 1
17 | WRM-2 | WRM-2 MILL PULPIT | HP | HP P24 G24 | Windows 10 Pro ( 64 Bit Os built 19045 ) | IBA ANALYZER | 1
18 | WRM-2 | EXISTING WRM I MILL PULPIT | HP | HP P24 G24 | Windows 10 Pro ( 64 Bit Os built 19045 ) | WINCC ( V7.5 ) | 1
19 | WRM-2 | EXISTING WRM I MILL PULPIT | HP | HP P24 G24 | Windows 10 Pro ( 64 Bit Os built 19045 ) | WINCC ( V7.5 ) | 1
20 | WRM-2 | SHIFT ROOM WRM II ECR | HP | HP P24 G24 | Windows 10 Pro ( 64 Bit Os built 19045 ) | WINCC ( V7.5 ) | 1
21 | WRM-2 | MAIN PULPIT | HP | HP P24 G24 | Windows 10 Pro ( 64 Bit Os built 19045 ) | IBA ANALYZER | 1
1 | SMS-2 | CONPRO PLC ROOM | HPE | HP PROLIANT DL380 GEN10 | Windows Server 2019 standard | WinCC Server for RT Professional WinCC RT Professional Ver: 17.0 | 1
2 | SMS-2 | CONPRO PLC ROOM | HPE | HP PROLIANT DL380 GEN10 | Windows Server 2019 standard | WinCC Server for RT Professional WinCC RT Professional Ver: 17.0 | 1
3 | SMS-2 | CONPRO PLC ROOM | HPE | HP PROLIANT DL20 GEN10 | Windows 10 Enterprise LTSC | TIA PORTAL Ver: 17 Step 7 Professional Ver:17 WinCC professional Ver:17 | 1
4 | SMS-2 | CONPRO PULPIT ROOM | HPE | HP PROLIANT DL20 GEN10 | Windows 10 Enterprise LTSC | Wincc Client for RT Professional Ver: 17.0 | 1
5 | SMS-2 | CONPRO PULPIT ROOM | HPE | HP PROLIANT DL20 GEN10 | Windows 10 Enterprise LTSC | Wincc Client for RT Professional Ver: 17.0 | 1
6 | SMS-2 | CONPRO PULPIT ROOM | HPE | HP PROLIANT DL20 GEN10 | Windows 10 Enterprise LTSC | Wincc Client for RT Professional Ver: 17.0 | 1
7 | SMS-2 | CONPRO PULPIT ROOM | HPE | HP PROLIANT DL20 GEN10 | Windows 10 Enterprise LTSC | Wincc Client for RT Professional Ver: 17.0 | 1
8 | SMS-2 | LRF77 PULPIT ROOM | HPE | HP PROLIANT DL380 GEN10 | Windows Server 2019 standard | WinCC Server for RT Professional WinCC RT Professional Ver: 17.0 | 1
9 | SMS-2 | LRF77 PULPIT ROOM | HPE | HP PROLIANT DL380 GEN10 | Windows Server 2019 standard | WinCC Server for RT Professional WinCC RT Professional Ver: 17.0 | 1
10 | SMS-2 | LRF77 PULPIT ROOM | HPE | HP PROLIANT DL20 GEN10 | Windows 10 Enterprise LTSC | Wincc Client for RT Professional Ver: 17.0 | 1
11 | SMS-2 | LRF77 PULPIT ROOM | HPE | HP PROLIANT DL20 GEN10 | Windows 10 Enterprise LTSC | Wincc Client for RT Professional Ver: 17.0 | 1
12 | SMS-2 | LRF77 PULPIT ROOM | HPE | HP PROLIANT DL20 GEN10 | Windows 10 Enterprise LTSC | TIA PORTAL Ver: 17 Step 7 Professional Ver:17 WinCC professional Ver:17 | 1
13 | SMS-2 | VD#3 PULPIT ROOM | HPE | HP PROLIANT DL20 GEN10 | Windows 10 Enterprise LTSC | Wincc Client for RT Professional Ver: 17.0 | 1
14 | SMS-2 | VD#3 PULPIT ROOM | HPE | HP PROLIANT DL20 GEN10 | Windows 10 Enterprise LTSC | Wincc Client for RT Professional Ver: 17.0 | 1
15 | SMS-2 | CCM-2 | HP | HP PRO TOWER 280 | Windows 10 Pro | AVEVA InTouch HMI Version 2020 R2 SP1 60k Tag with I/O (Primary Server) | 1
16 | SMS-2 | CCM-2 | HP | HP ELITE DESK 800G1 TWR | Windows 10 Enterprise LTSC | AVEVA InTouch HMI Version 2020 R2 SP1 60k Tag without I/O | 1
17 | SMS-2 | CCM-2 | HP | HP ELITE DESK 800G1 TWR | Windows 10 Enterprise LTSC | AVEVA InTouch HMI Version 2020 R2 SP1 60k Tag without I/O | 1
18 | SMS-2 | CCM-2 | HP | HP PRO TOWER 280 | Windows 10 Pro | AVEVA InTouch HMI Version 2020 R2 Development 60K tag with I/O Siemens Simatic Manager Ver:5.6 | 1
19 | SMS-2 | CCM-2 | HP | HP ELITE DESK 800G1 TWR | Windows 10 Enterprise LTSC | AVEVA InTouch HMI Version 2020 R2 SP1 60k Tag without I/O | 1
20 | SMS-2 | CCM-3 | HP | HP ELITE DESK 800 G8 TWR | Windows 11 Pro | WinCC professional (Max) Ver:17.0 Step 7 Professional Ver:17 (TIA PORTAL) | 1
21 | SMS-2 | CCM-3 | HP | HP ELITE DESK 800 G8 TWR | Windows 10 Pro | WinCC RT professional Ver:17.0 | 1
22 | SMS-2 | CCM-3 | HP | HP ELITE DESK 800 G8 TWR | Windows 10 Pro | WinCC RT professional Ver:17.0 | 1
23 | SMS-2 | CCM-3 | HP | HP ELITE DESK 800 G8 TWR | Windows 10 Pro | WinCC RT professional Ver:17.0 | 1
24 | SMS-2 | VD-2 PULPIT ROOM | HP | HP PRO TOWER 280 | Windows 10 Pro | AVEVA InTouch HMI Version 2020 R2 SP1 60k Tag without I/O | 1
25 | SMS-2 | VD-2 PULPIT ROOM | HP | HP ELITE DESK 800G1 TWR | Windows 10 Enterprise LTSC | AVEVA InTouch HMI Version 2020 R2 SP1 60k Tag with I/O (Secondary Server) | 1
26 | SMS-2 | VD-2 PULPIT ROOM | HP | HP ELITE DESK 800G1 TWR | Windows 10 Enterprise LTSC | AVEVA InTouch HMI Version 2020 R2 SP1 60k Tag without I/O Siemens Simatic Manager Ver:5.6 | 1
27 | SMS-2 | LRF-6 PULPIT ROOM | HP | HP ELITE DESK 800G1 TWR | Windows 10 Enterprise LTSC | AVEVA InTouch HMI Version 2020 R2 SP1 60k Tag without I/O | 1
28 | SMS-2 | LRF-6 PULPIT ROOM | HP | HP ELITE DESK 800G1 TWR | Windows 10 Enterprise LTSC | AVEVA InTouch HMI Version 2020 R2 SP1 60k Tag without I/O | 1
29 | SMS-2 | EAF-5 PULPIT ROOM | HP | HP ELITE DESK 800G1 TWR | Windows 10 Enterprise LTSC | AVEVA InTouch HMI Version 2020 R2 SP1 60k Tag without I/O | 1
30 | SMS-2 | EAF-5 PULPIT ROOM | HP | HP PRO TOWER 280 | Windows 10 Pro | AVEVA InTouch HMI Version 2020 R2 SP1 60k Tag without I/O | 1
31 | SMS-2 | EAF-5 PULPIT ROOM | HP | HP ELITE DESK 800G1 TWR | Windows 10 Enterprise LTSC | AVEVA InTouch HMI Version 2020 R2 Development 60K tag with I/O Siemens Simatic Manager Ver:5.6 | 1
1 | SINTER PLANT-1 | Sinter Building Control Room | DELL | DELL INC | WIN 2000 PROFESSIONAL 32 Bit (5.0, Build 2195)(502MB RAM) | LOGIC: CONCEPT-2.6 SCADA-IFIX3.5 | 1
2 | SINTER PLANT-1 | Sinter Building Control Room | LENOVO | LENOVO 5597A1Q | WIN 2000 PROFESSIONAL 32 Bit (5.0, Build 2195)(3038MB RAM) | LOGIC: CONCEPT-2.6 SCADA-IFIX3.5 | 1
3 | SINTER PLANT-1 | Sinter Building Control Room | LENOVO | LENOVO 8985AJ9 | WIN 2000 PROFESSIONAL 32 Bit (5.0, Build 2195)(1526MB RAM) | LOGIC: CONCEPT-2.6 SCADA-IFIX3.5 | 1
4 | SINTER PLANT-1 | Sinter Building Control Room | LENOVO | LENOVO 8985AL5 | WIN 2000 PROFESSIONAL 32 Bit (5.0, Build 2195)(1014MB RAM) | LOGIC: CONCEPT-2.6 SCADA-IFIX3.5 | 1
5 | SINTER PLANT-1 | Sinter Building Control Room | DELL | DELL INC OPTIPLEX 210L | WIN 2000 PROFESSIONAL 32 Bit (5.0, Build 2195)(502MB RAM) | LOGIC: UNITY PRO- SCADA-VEJIO SITECT-6.1 | 1
6 | SINTER PLANT-1 | ESP-1 Control Room | LENOVO | LENOVO 8985AZ9 | WIN 2000 PROFESSIONAL 32 Bit (5.0, Build 2195)(2038MB RAM) | LOGIC: UNITY PRO- SCADA-VEJIO SITECT-6.1 | 1
7 | SINTER PLANT-1 | Exhauster Control Room | DELL | DELL OPTIPLEX 755 | WIN 2000 PROFESSIONAL 32 Bit (5.0, Build 2195)(980MB RAM) | LOGIC: CONCEPT-2.6 SCADA-IFIX3.5 | 1
1 | SMS-1 | EAF1 - CR | DELL | OPTIPLEX 3080 | WINDOWS 10 PRO | SIMANTIC MANAGER V5.5 | 1
2 | SMS-1 | EAF1 - CR | HP | HP 280 PRO G6 MT i5-10500 | WINDOWS 10 PRO | WINCC EXPLORER V8.0 | 1
3 | SMS-1 | EAF1 - CR | HP | HP 280 PRO G6 MT i5-10500 | WINDOWS 10 PRO | WINCC EXPLORER V8.0 | 1
4 | SMS-1 | EAF1 - CR | DELL | PRECISION 3650 | WINDOWS 7 PRO | WINCC EXPLORER V7.3 | 1
5 | SMS-1 | EAF2- CR | DELL | PRECISION 3650 | WINDOWS 10 PRO | SIMANTIC MANAGER V5.5 | 1
6 | SMS-1 | EAF2- CR | HP | HP 280 PRO G6 MT i5-10500 | WINDOWS 10 PRO | WINCC EXPLORER V8.0 | 1
7 | SMS-1 | EAF2- CR | HP | HP 280 PRO G6 MT i5-10500 | WINDOWS 10 PRO | WINCC EXPLORER V8.0 | 1
8 | SMS-1 | EAF2- CR | DELL |  | WINDOWS 7 PRO | WINCC EXPLORER V7.3 | 1
9 | SMS-1 | EAF3 - CR | DELL | OPTIPLEX 3080 | WINDOWS 10 PRO | SIMANTIC MANAGER V5.5 | 1
10 | SMS-1 | EAF3 - CR | HP | HP 280 PRO G6 MT i5-10500 | WINDOWS 10 PRO | WINCC EXPLORER V8.0 | 1
11 | SMS-1 | EAF3 - CR | HP | HP 280 PRO G6 MT i5-10500 | WINDOWS 10 PRO | WINCC EXPLORER V8.0 | 1
12 | SMS-1 | EAF4 - CR | DELL | OPTIPLEX 3080 | WINDOWS 10 PRO | SIMANTIC MANAGER V5.5 | 1
13 | SMS-1 | EAF4 - CR | HP | HP 280 PRO G6 MT i5-10500 | WINDOWS 10 PRO | WINCC EXPLORER V8.0 | 1
14 | SMS-1 | EAF4 - CR | HP | HP 280 PRO G6 MT i5-10500 | WINDOWS 10 PRO | WINCC EXPLORER V8.0 | 1
15 | SMS-1 | LRF1 - CR | HP | HP 280 PRO G6 MT i5-10500 | WINDOWS 11 PRO | WINCC EXPLORER V8.0 | 1
16 | SMS-1 | LRF2- CR | HP | HP 280 PRO G6 MT i5-10500 | WINDOWS 10 PRO | WINCC EXPLORER V8.0 | 1
17 | SMS-1 | LRF3 - CR | HP | HP 280 PRO G6 MT i5-10500 | WINDOWS 10 PRO | WINCC EXPLORER V8.0 | 1
18 | SMS-1 | LRF4 - CR | HP | HP 280 PRO G6 MT i5-10500 | WINDOWS 10 PRO | WINCC EXPLORER V8.0 | 1
19 | SMS-1 | LRF5 - CR | HP | HPE PROLIANT DL380A | WINDOWS SERVER 2019 | WINCC EXPLORER V7.5 | 1
20 | SMS-1 | LRF5 - CR | HP | HP Z2 TOWER G9 WORKSTAION | WINDOWS 10 PRO | WINCC EXPLORER V7.5 | 1
21 | SMS-1 | LRF5 - CR | HP | HP Z2 TOWER G9 WORKSTAION | WINDOWS 10 PRO | TIA PORTAL V17 | 1
22 | SMS-1 | FTP1 - CR | LENOVO | THINKCENTRE M60E | WINDOWS XP | WINCC EXPLORER V6.0 | 1
23 | SMS-1 | FTP2 - CR | HP | HP ELITEDESK 800 G2 SFF | WINDOWS 7 PRO | WINCC EXPLORER V7.3 | 1
24 | SMS-1 | FTP3 - CR | HP | HP ELITEDESK 800 G2 SFF | WINDOWS 7 PRO | WINCC EXPLORER V7.3 | 1
25 | SMS-1 | FTP4 - CR | LENOVO | A1Q | WINDOWS XP | WINCC EXPLORER V6.0 | 1
26 | SMS-1 | VD - CR | DELL |  | WINDOWS 10 PRO | SIMANTIC MANAGER V5.5 | 1
27 | SMS-1 | VD - CR | HP |  | WINDOWS 10 PRO | WINCC EXPLORER V8.0 | 1
28 | SMS-1 | M PLC | HP | HP 280 PRO G6 MT i5-10500 | WINDOWS 10 PRO | WINCC EXPLORER V8.0 | 1
29 | SMS-1 | J PLC | HP | HP 280 PRO G6 MT i5-10500 | WINDOWS 10 PRO | WINCC EXPLORER V8.0 | 1

## SINGLE POINT TRIPPING
SL.NO | INSTRUMENT | EQUIPMENT | LOCATION | AREA | POSSIBILITY | IMPACT | REMARKS
WRM-1
1 |  | BFG main Valve Open Condition |  |  | Booster Fan Trip
2 |  | BFG Low Pressure |  |  | Booster Fan Trip
3 |  | BFG high Pressure |  |  | Booster Fan Trip
4 |  | Motor Run Feedback Lost |  |  | Booster Fan Trip
5 |  | Motor Preset Feedback Lost |  |  | Booster Fan Trip
6 |  | Emergency Fault |  |  | Booster Fan Trip
7 |  | Power Fault |  |  | Booster Fan Trip
8 |  | Booster Fan Min Pressure |  |  | Booster Fan Trip
9 |  | Downstream BFG Min Pressure |  |  | Booster Fan Trip
10 |  | Explosion disc detection |  |  | Booster Fan Trip
11 |  | Downstream BFG Max Pressure |  |  | Booster Fan Trip
12 |  | LPG Main Valve Congruency Fault |  |  | Booster Fan Trip
13 |  | BFG Main Valve Congruency Fault |  |  | Booster Fan Trip
14 |  | MXG Main Valve Congruency Fault |  |  | Booster Fan Trip
15 |  | Water flow low |  |  | Booster Fan Trip
16 |  | MXG Max Temperature |  |  | Booster Fan Trip
17 |  | Upstream MXG Min Pressure |  |  | Booster Fan Trip
18 |  | Downstream LPG Max Pressure |  |  | Booster Fan Trip
CSP CASTER
1 | FIXED-MOUNTED3-POLE CIRCUIT BREAKER | RRU UNIT_CASTFLOOR | MCC1 | CASTER-1 | RRU UNIT WILL BE STOPPED | CAST ABORT WILL BE OCCURED | REDUNDANCY REQUIRED
2 | FIXED-MOUNTED3-POLE CIRCUIT BREAKER | RRU UNIT_CAST MACHINE | MCC1 | CASTER-1 | RRU UNIT WILL BE STOPPED | CAST ABORT WILL BE OCCURED | REDUNDANCY REQUIRED
3 | FIXED-MOUNTED3-POLE CIRCUIT BREAKER | RRU UNIT_MOULD | MCC1 | CASTER-1 | RRU UNIT WILL BE STOPPED | CAST ABORT WILL BE OCCURED | REDUNDANCY REQUIRED
4 | SMPS (Power Supply) | 11EE101D04 | MCC1 | CASTER-1 | CONTROL UNIT WILL BE STOPPED | CAST ABORT WILL BE OCCURED | REDUNDANCY WORK WILL RESUMED IN NEXT SHUTDOWN
5 | SMPS (Power Supply) | 11E3M11 | B.R. DRIVE SIDE ' 0' LEVEL | CASTER-1 | REMOTE I/O STATION WILL BE STOPPED | CAST ABORT WILL BE OCCURED | REDUNDANCY WORK WILL RESUMED IN NEXT SHUTDOWN
6 | SMPS (Power Supply) | 11E3M12 | NEAR MCC ROOM | CASTER-1 | REMOTE I/O STATION WILL BE STOPPED | CAST ABORT WILL BE OCCURED | REDUNDANCY WORK WILL RESUMED IN NEXT SHUTDOWN
7 | SMPS (Power Supply) | 11E3M13 | B.R. DRIVE SIDE ' 0' LEVEL | CASTER-1 | REMOTE I/O STATION WILL BE STOPPED | CAST ABORT WILL BE OCCURED | REDUNDANCY WORK WILL RESUMED IN NEXT SHUTDOWN
8 | SMPS (Power Supply) | 11E3M14 | Hydraulic room | CASTER-1 | REMOTE I/O STATION WILL BE STOPPED | CAST ABORT WILL BE OCCURED | REDUNDANCY WORK WILL RESUMED IN NEXT SHUTDOWN
9 | SMPS (Power Supply) | 11EE101B21 | MCC1 | CASTER-1 | REMOTE I/O STATION WILL BE STOPPED | CAST ABORT WILL BE OCCURED | REDUNDANCY WORK WILL RESUMED IN NEXT SHUTDOWN
10 | SMPS (Power Supply) | 11EE101C21 | MCC2 | CASTER-1 | REMOTE I/O STATION WILL BE STOPPED | CAST ABORT WILL BE OCCURED | REDUNDANCY WORK WILL RESUMED IN NEXT SHUTDOWN
11 | SMPS (Power Supply) | 11C1E121 | MCC3(mould shop) | CASTER-1 | REMOTE I/O STATION WILL BE STOPPED | CAST ABORT WILL BE OCCURED | REDUNDANCY WORK WILL RESUMED IN NEXT SHUTDOWN
12 | SMPS (Power Supply) | 11F2E119 | MCC2B | CASTER-1 | REMOTE I/O STATION WILL BE STOPPED | CAST ABORT WILL BE OCCURED | REDUNDANCY WORK WILL RESUMED IN NEXT SHUTDOWN
13 | SMPS (Power Supply) | 11EE201B01 | PLC room | CASTER-1 | DRIVE PLC WILL BE STOPPED | CAST ABORT WILL BE OCCURED | REDUNDANCY WORK WILL RESUMED IN NEXT SHUTDOWN
14 | SMPS (Power Supply) | 11EE201B02 | PLC room | CASTER-1 | INST PLC WILL BE STOPPED | CAST ABORT WILL BE OCCURED | REDUNDANCY WORK WILL RESUMED IN NEXT SHUTDOWN
15 | SMPS (Power Supply) | 11EE201B03 | PLC room | CASTER-1 | INTERFACE PLC WILL BE STOPPED | CAST ABORT WILL BE OCCURED | REDUNDANCY WORK WILL RESUMED IN NEXT SHUTDOWN
16 | SMPS (Power Supply) | 11EE201B04 | PLC room | CASTER-1 | E STOP PLC WILL BE STOPPED | CAST ABORT WILL BE OCCURED | REDUNDANCY WORK WILL RESUMED IN NEXT SHUTDOWN
17 | SMPS (Power Supply) | 11EE201D15 | PLC room | CASTER-1 | UPS DISTRIBUTION WILL BE STOPPED | CAST ABORT WILL BE OCCURED | REDUNDANCY WORK WILL RESUMED IN NEXT SHUTDOWN
18 | SMPS (Power Supply) | 11E3M21 | Water distribution room | CASTER-1 | REMOTE I/O STATION WILL BE STOPPED | CAST ABORT WILL BE OCCURED | REDUNDANCY WORK WILL RESUMED IN NEXT SHUTDOWN
19 | SMPS (Power Supply) | 11E3M25 | Near shear | CASTER-1 | REMOTE I/O STATION WILL BE STOPPED | CAST ABORT WILL BE OCCURED | REDUNDANCY WORK WILL RESUMED IN NEXT SHUTDOWN
20 | SMPS (Power Supply) | LSG PANEL | Hydraulic room | CASTER-1 | CONTROL UNIT WILL BE STOPPED | CAST ABORT WILL BE OCCURED | REDUNDANCY WORK WILL RESUMED IN NEXT SHUTDOWN
21 | LEVEL SWITCH | MAIN Hyd. Motor | Hydraulic room | CASTER-1 | MOTORS WILL BE STOPPED WORKING | CAST ABORT WILL BE OCCURED | REDUNDANCY REQUIRED
22 | LEVEL SWITCH | Mould Osc. Motor | Hydraulic room | CASTER-1 | MOTORS WILL BE STOPPED WORKING | CAST ABORT WILL BE OCCURED | REDUNDANCY REQUIRED
23 | LEVEL SWITCH | LUBE OIL SHEAR. Motor | ZOS 80 AREA | CASTER-1 | MOTOR WILL BE STOPPED WORKING | CAST ABORT WILL BE OCCURED | REDUNDANCY REQUIRED
24 | ABSOLUTE ENCODER | SHEAR EXCENTER | PENDULUM SHEAR | CASTER-1 | SHEAR WILL STOP WORKING | CAST ABORT WILL BE OCCURED | REDUNDANCY REQUIRED
25 | ABSOLUTE ENCODER | TUNDISH CAR1 LIFTING/LOWERING | TUNDISH CAR1 | CASTER-1 | TUNDISH CAR1 WILL STOP WORKING | CAST ABORT WILL BE OCCURED | REDUNDANCY REQUIRED
26 | ABSOLUTE ENCODER | TUNDISH CAR2 LIFTING/LOWERING | TUNDISH CAR2 | CASTER-1 | TUNDISH CAR2 WILL STOP WORKING | CAST ABORT WILL BE OCCURED | REDUNDANCY REQUIRED
27 | POWER SUPPLY(+/- 15V DC O/P) | HMO PROPRTIONAL VALVE | HMO | CASTER-1 | HMO WILL STOP WORKING | CAST ABORT WILL BE OCCURED | REDUNDANCY REQUIRED
28 | FLOW METER | IC LINE | MCW STATION | CASTER-1 | CAST ABORT WILL BE OCCURED | CAST ABORT WILL BE OCCURED | REDUNDANCY REQUIRED
29 | PRESSURE TRANSMITTER | IC LINE | MCW STATION | CASTER-1 | CAST ABORT WILL BE OCCURED | CAST ABORT WILL BE OCCURED | REDUNDANCY REQUIRED
30 | FLOW METER | SURGE TANK | MCW STATION | CASTER-1 | CAST ABORT WILL BE OCCURED | CAST ABORT WILL BE OCCURED | REDUNDANCY REQUIRED
31 | PRESSURE TRANSMITTER | SURGE TANK | MCW STATION | CASTER-1 | CAST ABORT WILL BE OCCURED | CAST ABORT WILL BE OCCURED | REDUNDANCY REQUIRED
32 | FLOW METER | DC LINE | SCW STATION | CASTER-1 | CAST ABORT WILL BE OCCURED | CAST ABORT WILL BE OCCURED | REDUNDANCY REQUIRED
33 | PRESSURE TRANSMITTER | DC LINE | SCW STATION | CASTER-1 | CAST ABORT WILL BE OCCURED | CAST ABORT WILL BE OCCURED | REDUNDANCY REQUIRED
34 | FIXED-MOUNTED3-POLE CIRCUIT BREAKER | RRU UNIT_CASTFLOOR | MCC1 | CASTER-2 | RRU UNIT WILL BE STOPPED | CAST ABORT WILL BE OCCURED | REDUNDANCY REQUIRED
35 | FIXED-MOUNTED3-POLE CIRCUIT BREAKER | RRU UNIT_CAST MACHINE | MCC1 | CASTER-2 | RRU UNIT WILL BE STOPPED | CAST ABORT WILL BE OCCURED | REDUNDANCY REQUIRED
36 | FIXED-MOUNTED3-POLE CIRCUIT BREAKER | RRU UNIT_MOULD | MCC1 | CASTER-2 | RRU UNIT WILL BE STOPPED | CAST ABORT WILL BE OCCURED | REDUNDANCY REQUIRED
37 | SMPS (Power Supply) | 12EE101D04 | MCC1 | CASTER-2 | CONTROL UNIT WILL BE STOPPED | CAST ABORT WILL BE OCCURED | REDUNDANCY WORK WILL RESUMED IN NEXT SHUTDOWN
38 | SMPS (Power Supply) | 12E3M09 | Hydraulic room | CASTER-2 | REMOTE I/O STATION WILL BE STOPPED | CAST ABORT WILL BE OCCURED | REDUNDANCY WORK WILL RESUMED IN NEXT SHUTDOWN
39 | SMPS (Power Supply) | 12E3M25 | Near shear | CASTER-2 | REMOTE I/O STATION WILL BE STOPPED | CAST ABORT WILL BE OCCURED | REDUNDANCY WORK WILL RESUMED IN NEXT SHUTDOWN
40 | SMPS (Power Supply) | 12E3M14 | Hydraulic room | CASTER-2 | REMOTE I/O STATION WILL BE STOPPED | CAST ABORT WILL BE OCCURED | REDUNDANCY WORK WILL RESUMED IN NEXT SHUTDOWN
41 | SMPS (Power Supply) | 12EE101B21 | MCC1 | CASTER-2 | REMOTE I/O STATION WILL BE STOPPED | CAST ABORT WILL BE OCCURED | REDUNDANCY WORK WILL RESUMED IN NEXT SHUTDOWN
42 | SMPS (Power Supply) | 12EE101C21 | MCC2 | CASTER-2 | REMOTE I/O STATION WILL BE STOPPED | CAST ABORT WILL BE OCCURED | REDUNDANCY WORK WILL RESUMED IN NEXT SHUTDOWN
43 | SMPS (Power Supply) | 12F2E119 | MCC2B | CASTER-2 | REMOTE I/O STATION WILL BE STOPPED | CAST ABORT WILL BE OCCURED | REDUNDANCY WORK WILL RESUMED IN NEXT SHUTDOWN
44 | SMPS (Power Supply) | 12C1E121 | MCC3(mould shop) | CASTER-2 | REMOTE I/O STATION WILL BE STOPPED | CAST ABORT WILL BE OCCURED | REDUNDANCY WORK WILL RESUMED IN NEXT SHUTDOWN
45 | SMPS (Power Supply) | 12EE201B01 | PLC room | CASTER-2 | DRIVE PLC WILL BE STOPPED | CAST ABORT WILL BE OCCURED | REDUNDANCY WORK WILL RESUMED IN NEXT SHUTDOWN
46 | SMPS (Power Supply) | 12EE201B02 | PLC room | CASTER-2 | INST PLC WILL BE STOPPED | CAST ABORT WILL BE OCCURED | REDUNDANCY WORK WILL RESUMED IN NEXT SHUTDOWN
47 | SMPS (Power Supply) | 12EE201B03 | PLC room | CASTER-2 | INTERFACE PLC WILL BE STOPPED | CAST ABORT WILL BE OCCURED | REDUNDANCY WORK WILL RESUMED IN NEXT SHUTDOWN
48 | SMPS (Power Supply) | 12EE201B04 | PLC room | CASTER-2 | E STOP PLC WILL BE STOPPED | CAST ABORT WILL BE OCCURED | REDUNDANCY WORK WILL RESUMED IN NEXT SHUTDOWN
49 | SMPS (Power Supply) | 12EE201D15 | PLC room | CASTER-2 | UPS DISTRIBUTION WILL BE STOPPED | CAST ABORT WILL BE OCCURED | REDUNDANCY WORK WILL RESUMED IN NEXT SHUTDOWN
50 | SMPS (Power Supply) | LSG PANEL | Hydraulic room | CASTER-2 | CONTROL UNIT WILL BE STOPPED | CAST ABORT WILL BE OCCURED | REDUNDANCY WORK WILL RESUMED IN NEXT SHUTDOWN
51 | LEVEL SWITCH | MAIN Hyd. Motor | Hydraulic room | CASTER-2 | MOTORS WILL BE STOPPED WORKING | CAST ABORT WILL BE OCCURED | REDUNDANCY REQUIRED
52 | LEVEL SWITCH | Mould Osc. Motor | Hydraulic room | CASTER-2 | MOTORS WILL BE STOPPED WORKING | CAST ABORT WILL BE OCCURED | REDUNDANCY REQUIRED
53 | LEVEL SWITCH | LUBE OIL SHEAR. Motor | DUMMY BAR AREA | CASTER-2 | MOTOR WILL BE STOPPED WORKING | CAST ABORT WILL BE OCCURED | REDUNDANCY REQUIRED
54 | ABSOLUTE ENCODER | SHEAR EXCENTER | PENDULUM SHEAR | CASTER-2 | SHEAR WILL STOP WORKING | CAST ABORT WILL BE OCCURED | REDUNDANCY REQUIRED
55 | ABSOLUTE ENCODER | TUNDISH CAR1 LIFTING/LOWERING | TUNDISH CAR1 | CASTER-2 | TUNDISH CAR1 WILL STOP WORKING | CAST ABORT WILL BE OCCURED | REDUNDANCY REQUIRED
56 | ABSOLUTE ENCODER | TUNDISH CAR2 LIFTING/LOWERING | TUNDISH CAR2 | CASTER-2 | TUNDISH CAR2 WILL STOP WORKING | CAST ABORT WILL BE OCCURED | REDUNDANCY REQUIRED
57 | +/- 15V POWER SUPPLY | HMO PROPRTIONAL VALVE | HMO | CASTER-2 | HMO WILL STOP WORKING | CAST ABORT WILL BE OCCURED | REDUNDANCY REQUIRED
58 | FLOW METER | IC LINE | MCW STATION | CASTER-2 | CAST ABORT WILL BE OCCURED | CAST ABORT WILL BE OCCURED | REDUNDANCY REQUIRED
59 | PRESSURE TRANSMITTER | IC LINE | MCW STATION | CASTER-2 | CAST ABORT WILL BE OCCURED | CAST ABORT WILL BE OCCURED | REDUNDANCY REQUIRED
60 | FLOW METER | SURGE TANK | MCW STATION | CASTER-2 | CAST ABORT WILL BE OCCURED | CAST ABORT WILL BE OCCURED | REDUNDANCY REQUIRED
61 | PRESSURE TRANSMITTER | SURGE TANK | MCW STATION | CASTER-2 | CAST ABORT WILL BE OCCURED | CAST ABORT WILL BE OCCURED | REDUNDANCY REQUIRED
62 | FLOW METER | DC LINE | SCW STATION | CASTER-2 | CAST ABORT WILL BE OCCURED | CAST ABORT WILL BE OCCURED | REDUNDANCY REQUIRED
63 | PRESSURE TRANSMITTER | DC LINE | SCW STATION | CASTER-2 | CAST ABORT WILL BE OCCURED | CAST ABORT WILL BE OCCURED | REDUNDANCY REQUIRED
64 | LEVEL SWITCH | SEGMENT HYD. Power Pack | Segment Calibration Area | MOULDSHOP | MOTOR WILL BE STOPPED WORKING | CAST ABORT WILL BE OCCURED | REDUNDANCY REQUIRED
65 | LEVEL SWITCH | TUNDISH Tilting HYD. Power Pack | Tundish Tilting Area | TUNDISH SHOP | MOTOR WILL BE STOPPED WORKING | CAST ABORT WILL BE OCCURED | REDUNDANCY REQUIRED
1 | PT-1106 | Breaker Water Flow Trasmitter |  | SINTER-1 |  | Machine stopped if Malfuctioned
2 | TE-1201 | ESP Outlet Teperature |  | SINTER-1 |  | Main Exhauster Fan stopped if Malfuctioned

## PAIN POINT
Sl No | Equipment | Area | Description of issue | Action plan task
1 | Dummy Bar Proximity | Caster-1 |  | Will install Limit 2 more limit switches
2 | Dummy Bar Proximity | Caster-2 |  | Will install Limit 2 more limit switches
3 | loadcell for laddle turret | Caster-2
4 | loadcell for tundish car | Caster-1
5 | loadcell for tundish car | Caster-2
6 | Grease System Proxy switches of System-2 | Caster-1
7 | Grease System Proxy switches of System-2 | Caster-2